## 01_Summary
ADU Materials Estimate V2 — Зведений по фазам
Проєкт | Garage Conversion to ADU
Локація | Menlo Park, California 94025
Total ADU Area | 315 sq ft (15' × 21')
Ceiling | Vaulted: 8 ft edges / 12 ft center
Raised Floor | 10 inches
Estimate Type | Materials only (no labor / fees / tax per ТЗ §32)
Approach | Construction phases (shell-to-finish, coробка готова)
Sources | Home Depot / IKEA / Best Buy / Amazon / Special Order
Дата створення | 2026-05-28
Статус | V2 Draft — phase-based, потребує заповнення цін
Розподіл по construction phases
# | Phase / Лист | Phase Label | Опис | Items | Subtotal ($) | % of Total
1 | 02_Site_Exterior_Utilities | Site / Trenching | Phase 1 — Site & Exterior Utilities (§19) | 49
2 | 03_Raised_Floor_System | Floor System | Phase 2 — Raised Floor System (§17) | 22
3 | 04_Framing | Framing | Phase 3 — Framing (§18) | 23
4 | 05_Doors_Windows | Openings | Phase 4 — Doors & Windows / Openings (§25) | 30
5 | 06_Plumbing_Roughin | Plumbing R-I | Phase 5 — Plumbing Rough-in (§20) | 34
6 | 07_Electrical_Roughin | Electrical R-I | Phase 6 — Electrical Rough-in (§21) | 37
7 | 08_HVAC_MiniSplit | HVAC | Phase 7 — HVAC Mini-Split (§22) | 24
8 | 09_Insulation | Insulation | Phase 8 — Insulation (§23) | 16
9 | 10_Drywall | Drywall | Phase 9 — Drywall (§24) | 20
10 | 11_Paint | Paint | Phase 10 — Paint (§27) | 20
11 | 12_Flooring_Trim | Flooring | Phase 11 — Flooring & Trim (§26) | 14
12 | 13_Kitchen_Cabinets | Cabinetry | Phase 12 — Kitchen Cabinets & Countertop (§11) | 32
13 | 14_Bathroom_Fixtures | Finish — Fixtures | Phase 13 — Bathroom Fixtures (§14) | 42
14 | 15_Closet_System | Furnishing | Phase 14 — Closet System (§13) | 17
15 | 16_Water_Heater | MEP — Water Heater | Phase 15 — Water Heater & Utility (§16) | 17
16 | 17_Appliances | Appliances | Phase 16 — Appliances (§28) | 17
17 | 18_Furniture_IKEA | Furniture | Phase 17 — Furniture (§29) | 27
18 | 19_Special_Orders | Special Order | Cross-reference — Special Orders (§31.5) | 7
19 | 20_Verification_Items | Verification | Cross-reference — Verification Items (§33) | 26
GRAND TOTAL
ℹ️ Phase 19 (Special Orders) = CROSS-REFERENCE only. Items already in respective phases (Phase 4, 7, 15, 16). Не додає до Grand Total.
ℹ️ Phase 20 (Verification Items) = 26 пунктів §33 not priced, but may change quantities after field verification.
📊 Reference Totals (НЕ включено в Grand Total)
Item | $
Grand Total — Materials Only
Estimated CA Sales Tax 9.375% (reference)
Materials + Tax (reference)
10% Material Buffer (reference)
15% Material Buffer (reference)
20% Material Buffer (reference)
Materials + Tax + 15% Buffer (planning)
🔝 Top Cost Drivers (top phases по сумі)
• 1. Doors & Windows / Openings — ~18%
• 2. Appliances — ~11%
• 3. HVAC Mini-Split — ~8%
• 4. Electrical Rough-in — ~8%
• 5. Furniture — ~7%
• 6. Raised Floor — ~7%
• 7. Kitchen Cabinets — ~7%
• 8. Site / Exterior Utilities — ~6%
⚠️ High-Risk Verification Items (можуть змінити quantities)
• Bathroom + laundry + utility fit (5'×7' може не вмістити все)
• Existing garage door opening — closure framing + sheathing
• Fire-rated drywall (5/8" Type X ceiling якщо req'd)
• Electrical load calculation — affects subpanel + feeder + breakers
• IKEA Kitchen Planner — exact cabinet layout перед order
• Appliance specs — outlets, clearances, cabinet openings, cords
• Sewer slope / trench route verification
• Window / door exact sizes — field-verify
• Water heater 30 gal — physical fit в utility closet
• Special order lead times — affects planning, не materials total
❌ Out-of-scope (per ТЗ §32 — не включено в estimate)
• Labor / installation pricing
• CA sales tax (~9.375%) — see Reference Totals above
• Delivery / shipping fees
• Permit + plan check + inspection fees
• Architectural / engineering fees
• Title 24 documentation
• Demolition labor
• Trenching labor
• Contractor markup
• Contingency / buffer (~10-20%) — see Reference Totals above
• Disposal / dumpster fees
✅ Included в Grand Total
• Materials, fixtures, appliances, furniture (matters only)
• IKEA packages (kitchen SEKTION, closet BOAXEL, furniture)
• Home Depot construction materials (lumber, drywall, MEP, etc.)
• Special-order item allowances (French door, folding system, mini-split, washer/dryer)
• CA Code-required items (seismic strap, AFCI breakers, TR outlets, hardwired smoke/CO)

## 02_Site_Exterior_Utilities
Phase 1 — Site & Exterior Utilities (§19)
Sewer 100ft + Water 100ft + Electric 50ft
# | Phase | Категорія | Item / Material | Spec / Опис | Unit | Qty (Low) | Qty (Mid) | Qty (High) | Unit Price ($) | Total ($) | Source | SKU / Model | URL | Status | Confidence | Notes
1 | Site / Trenching | Sewer | Sewer Pipe 4" | SDR35 PVC, 10 ft pieces | linear ft | 100 | 110 | 120 | 2.4 |  | Home Depot | Charlotte / JM Eagle 4" SDR35 | https://www.homedepot.com/p/Charlotte-Pipe-4-in-x-10-ft-White-PVC-Sewer-Main-SDR35-Pipe-with-Gaskete-S-M-06004G-1400/203504420 | Confirmed | high | 100 ft підтверджено власником ¦ $2.40/LF. Charlotte SDR35 10ft pieces ~$24 ¦ Ціна збір: 2026-05-28
2 | Site / Trenching | Sewer | Sewer Couplings 4" | Hub couplings | pcs | 4 | 6 | 8 | 5.5 |  | Home Depot | Generic SDR35 4" |  | Confirmed | medium | Hub couplings ¦ Ціна збір: 2026-05-28
3 | Site / Trenching | Sewer | Sewer Elbows 45°/90° | ABS/PVC short radius | pcs | 4 | 6 | 8 | 7.5 |  | Home Depot | Generic SDR35 4" |  | Confirmed | medium | 45° + 90° short radius mix ¦ Ціна збір: 2026-05-28
4 | Site / Trenching | Sewer | Long-radius Sweep 4" | Для slope (рекомендовано) | pcs | 2 | 3 | 4 | 15 |  | Home Depot | Generic SDR35 4" |  | TBD | medium | Slope to be verified by plumber / local code ¦ Long-radius sweep — slope verify by plumber ¦ Ціна збір: 2026-05-28
5 | Site / Trenching | Sewer | Wye Fittings 4" | Branch tie-ins | pcs | 2 | 3 | 4 | 15 |  | Home Depot | Generic SDR35 4" |  | Confirmed | medium | Wye 4×4×4 ¦ Ціна збір: 2026-05-28
6 | Site / Trenching | Sewer | Sewer Cleanouts 4" | Body + plug + collar | pcs | 2 | 3 | 4 | 28 |  | Home Depot | Generic 4" cleanout |  | Confirmed | medium | Depends on route and bends — підвищено Mid до 3 ¦ Body + plug + collar. Mid підвищено до 3 ¦ Ціна збір: 2026-05-28
7 | Site / Trenching | Sewer | Primer / Cement ABS-PVC | Solvent weld | cans | 2 | 3 | 4 | 12 |  | Home Depot | Oatey / Christy's |  | Confirmed | medium | Primer+cement combo ¦ Ціна збір: 2026-05-28
8 | Site / Trenching | Sewer | Sand Bedding (3" under pipe) | Cushion under pipe | cu yd | 1 | 2 | 3 | 35 |  | Aggregate yard | Aggregate yard |  | Confirmed | medium | Recommended — verify if required by local code / utility ¦ Sand bedding — verify if required ¦ Ціна збір: 2026-05-28
9 | Site / Trenching | Sewer | Gravel / Bedding (above pipe) | 3/4" rock | cu yd | 1 | 2 | 3 | 45 |  | Aggregate yard | Aggregate yard |  | TBD | medium | 3/4" rock backfill ¦ Ціна збір: 2026-05-28
10 | Site / Trenching | Sewer | Tracer Wire 14 AWG | Locator wire для non-metallic | linear ft | 100 | 110 | 120 | 0.15 |  | Home Depot | Generic 14 AWG tracer |  | Confirmed | medium | Recommended — verify if required by local code ¦ Tracer wire — verify if required by code ¦ Ціна збір: 2026-05-28
11 | Site / Trenching | Sewer | Warning Tape Detectable | 'CAUTION SEWER' | rolls | 1 | 1 | 1 | 15 |  | Home Depot | Generic detectable |  | Confirmed | medium | 'CAUTION SEWER' ¦ Ціна збір: 2026-05-28
12 | Site / Trenching | Sewer | Wall / Foundation Sleeve 4" | Slab penetration | pcs | 1 | 1 | 1 | 25 |  | Home Depot | 4" PVC sleeve |  | TBD | low | Slab penetration ¦ Ціна збір: 2026-05-28
13 | Site / Trenching | Sewer | Concrete Patch Material | 50 lb bag | bags | 1 | 2 | 3 | 9 |  | Home Depot | Quikrete / Sakrete |  | TBD | medium | 50 lb bag ¦ Ціна збір: 2026-05-28
14 | Site / Trenching | Sewer | Test Caps / Cleanout Plugs allowance | Для rough-in / pressure testing | set | 1 | 1 | 2 | 25 |  | Home Depot | Generic 4" caps allowance |  | Confirmed | medium | ДОДАНО (review): для тестування pipe ends ¦ ДОДАНО: test caps/plugs для pipe ends ¦ Ціна збір: 2026-05-28
15 | Site / Trenching | Water Supply | Main Water Supply Pipe | PEX-A 1" coil | linear ft | 100 | 110 | 120 | 1.45 |  | Home Depot | SharkBite UA80W100 PEX-A 1" | https://www.homedepot.com/p/SharkBite-1-in-x-100-ft-Coil-White-PEX-A-Pipe-UA80W100/316358329 | Confirmed | high | 100 ft підтверджено ¦ $1.45/LF ($145 per 100ft coil). Alt: copper L $4-5/LF ¦ Ціна збір: 2026-05-28
16 | Site / Trenching | Water Supply | PEX-A UV Protective Sleeve | HDPE для buried PEX | linear ft | 100 | 110 | 120 | 1 |  | Home Depot / specialty | HDPE protective sleeve |  | Confirmed | medium | PEX-A degrades on UV — required для buried sections ¦ PEX-A UV protection for buried ¦ Ціна збір: 2026-05-28
17 | Site / Trenching | Water Supply | Main Shut-off Valve (ADU) 1" | Brass ball, full port | pcs | 1 | 1 | 1 | 30 |  | Home Depot | Brass ball valve 1" |  | Confirmed | medium | Full port, lead-free ¦ Ціна збір: 2026-05-28
18 | Site / Trenching | Water Supply | Brass Union Connector | Tap point + ADU connection | pcs | 1 | 2 | 2 | 20 |  | Home Depot | Brass union 1" |  | Confirmed | medium | Tap point + ADU connection ¦ Ціна збір: 2026-05-28
19 | Site / Trenching | Water Supply | Water Meter (separate) | Якщо ADU має окремий meter | pcs | 0 | 0 | 1 | 250 |  | Special Order / utility | Badger / Neptune meter |  | Optional | low | OPTIONAL — verify with utility / town. Не входить в baseline total ¦ OPTIONAL — verify з utility / town ¦ Ціна збір: 2026-05-28
20 | Site / Trenching | Water Supply | Water Fittings / Couplings | PEX brass crimp pack | pack | 1 | 2 | 3 | 35 |  | Home Depot | PEX brass crimp pack |  | Confirmed | medium | Fittings assortment ¦ Ціна збір: 2026-05-28
21 | Site / Trenching | Water Supply | Pipe Sleeves | Slab/wall penetration | pcs | 2 | 3 | 4 | 7 |  | Home Depot | Generic 1" sleeve |  | TBD | medium
22 | Site / Trenching | Water Supply | Pipe Insulation (above-grade) | Foam tube 1" | linear ft | 30 | 50 | 80 | 0.7 |  | Home Depot | Armaflex foam 1" |  | TBD | medium | Above-grade insulation ¦ Ціна збір: 2026-05-28
23 | Site / Trenching | Water Supply | Tracer Wire 14 AWG (water) | Locator wire для non-metallic | linear ft | 100 | 110 | 120 | 0.15 |  | Home Depot | Generic 14 AWG tracer |  | Confirmed | medium | Recommended — verify if required by local code ¦ Tracer wire — verify if required by code ¦ Ціна збір: 2026-05-28
24 | Site / Trenching | Water Supply | Warning Tape (water) | 'CAUTION WATER' | rolls | 1 | 1 | 1 | 12 |  | Home Depot | Generic 'WATER' tape |  | Confirmed | medium
25 | Site / Trenching | Water Supply | Bedding Material | Sand bed під pipe | cu yd | 1 | 2 | 3 | 45 |  | Aggregate yard | Aggregate yard |  | TBD | medium | Sand bedding ¦ Ціна збір: 2026-05-28
26 | Site / Trenching | Water Supply | Pressure Regulator / Backflow | Якщо street >80 PSI | pcs | 0 | 1 | 1 | 100 |  | Home Depot | Watts / Honeywell PRV |  | TBD | low | If street >80 PSI ¦ Ціна збір: 2026-05-28
27 | Site / Trenching | Water Supply | Pressure Test Cap / Plug Set | Для rough-in pressure test | set | 1 | 1 | 1 | 20 |  | Home Depot | Generic test cap set |  | Confirmed | medium | ДОДАНО (review): для rough-in testing ¦ ДОДАНО: pressure test caps ¦ Ціна збір: 2026-05-28
28 | Site / Trenching | Water Supply | Ball Valve Access Box | Якщо shut-off зовні / underground | pcs | 0 | 1 | 1 | 25 |  | Home Depot | Generic valve access box |  | TBD | medium | ДОДАНО (review): access для outdoor shut-off ¦ ДОДАНО: outdoor shut-off access ¦ Ціна збір: 2026-05-28
29 | Site / Trenching | Water Supply | Pipe Clamps / Supports | Для above-grade sections | pack | 1 | 1 | 2 | 20 |  | Home Depot | Generic pipe clamps pack |  | Confirmed | medium | ДОДАНО (review) ¦ ДОДАНО: above-grade pipe supports ¦ Ціна збір: 2026-05-28
30 | Site / Trenching | Electrical Feed | Electrical Conduit (feeder) | Schedule 40 PVC 2" | linear ft | 50 | 60 | 70 | 1.1 |  | Home Depot | Cantex / Carlon Sch40 2" |  | Confirmed | medium | 50 ft підтверджено ¦ $11 per 10ft. Sch 40 PVC ¦ Ціна збір: 2026-05-28
31 | Site / Trenching | Electrical Feed | PVC 90° Sweeps Long-Radius 2" | Bends in trench | pcs | 2 | 3 | 4 | 20 |  | Home Depot | Cantex / Carlon long-radius |  | Confirmed | medium | Long-radius для cable pulling ¦ 90° LR sweep для cable pulling ¦ Ціна збір: 2026-05-28
32 | Site / Trenching | Electrical Feed | PVC 45° Sweeps 2" | Transitions | pcs | 1 | 2 | 3 | 15 |  | Home Depot | Cantex / Carlon |  | Confirmed | medium | 45° sweep ¦ Ціна збір: 2026-05-28
33 | Site / Trenching | Electrical Feed | PVC Expansion Fitting 2" | Thermal expansion compensation | pcs | 1 | 1 | 1 | 25 |  | Home Depot | Cantex expansion |  | Confirmed | medium | Recommended — verify if required by local code ¦ Thermal expansion — verify if req'd ¦ Ціна збір: 2026-05-28
34 | Site / Trenching | Electrical Feed | PVC Conduit Cement | Solvent weld for PVC | cans | 1 | 1 | 1 | 10 |  | Home Depot | Oatey PVC cement |  | Confirmed | medium | Conduit solvent weld ¦ Ціна збір: 2026-05-28
35 | Site / Trenching | Electrical Feed | Feeder Wire | Cu SER 4-4-4-6 (base) OR Al SER 2-2-2-4 | linear ft | 50 | 60 | 70 | 8.78 |  | Home Depot / specialty | Cu SER 4-4-4-6 (base) / Al SER 2-2-2-4 (alt) | https://www.wireandcableyourway.com/4-4-4-6-copper-ser-service-entrance-cable | TBD | high | TBD by electrician / load calculation. Cu SER ~$8.78/LF, Al SER ~$3.50/LF (-$315 з 60 LF). Final type/size pendant on ADU load calc ¦ TBD by electrician/load calc. Cu $8.78/LF, Al ~$3.50/LF (-$315) ¦ Ціна збір: 2026-05-28
36 | Site / Trenching | Electrical Feed | Disconnect Switch (exterior) | 100A non-fusible if req'd | pcs | 0 | 1 | 1 | 45 |  | Home Depot | Square D / Eaton 100A |  | TBD | medium | Non-fusible exterior if req'd ¦ Ціна збір: 2026-05-28
37 | Site / Trenching | Electrical Feed | Ground Rod 8 ft Copper-clad | Driven rod | pcs | 1 | 1 | 2 | 18 |  | Home Depot | Copper-clad 8 ft rod |  | Confirmed | medium | Driven ground rod ¦ Ціна збір: 2026-05-28
38 | Site / Trenching | Electrical Feed | Ground Rod Clamp | Acorn or bolt clamp | pcs | 1 | 1 | 2 | 5 |  | Home Depot | Acorn ground clamp |  | Confirmed | medium | Bolt-on ¦ Ціна збір: 2026-05-28
39 | Site / Trenching | Electrical Feed | #6 Bare Cu Ground Wire | Service ground | linear ft | 10 | 15 | 25 | 1.2 |  | Home Depot | #6 bare copper |  | Confirmed | medium | Per LF, service ground ¦ Ціна збір: 2026-05-28
40 | Site / Trenching | Electrical Feed | Pull String / Fish Tape | Для cable pulling | pcs | 1 | 1 | 1 | 20 |  | Home Depot | Generic pull string / mule tape |  | Confirmed | medium | Cable pulling aid ¦ Ціна збір: 2026-05-28
41 | Site / Trenching | Electrical Feed | Anti-oxidant Compound (NOALOX) | Якщо AL feeder used | tube | 0 | 1 | 1 | 15 |  | Home Depot | NOALOX anti-oxidant |  | TBD | medium | Якщо AL feeder used ¦ Ціна збір: 2026-05-28
42 | Site / Trenching | Electrical Feed | Conduit Straps / Clamps / Mounting | Для exposed conduit sections | pack | 1 | 1 | 2 | 20 |  | Home Depot | Carlon / Cantex straps pack |  | Confirmed | medium | ДОДАНО (review): mounting hardware ¦ ДОДАНО: mounting hardware ¦ Ціна збір: 2026-05-28
43 | Site / Trenching | Electrical Feed | Terminal Adapters / Bushings | Stubs, male adapters, bell ends | pack | 1 | 1 | 1 | 15 |  | Home Depot | Generic adapters/bushings pack |  | Confirmed | medium | ДОДАНО (review) ¦ ДОДАНО: terminal adapters ¦ Ціна збір: 2026-05-28
44 | Site / Trenching | Electrical Feed | Subpanel / Circuit Labels | Для identification | set | 1 | 1 | 1 | 10 |  | Home Depot | Generic labels set |  | Confirmed | medium | ДОДАНО (review) ¦ ДОДАНО: subpanel/circuit labels ¦ Ціна збір: 2026-05-28
45 | Site / Trenching | Electrical Feed | Weatherproof Boxes |  | pcs | 2 | 3 | 4 | 10 |  | Home Depot | RACO / Carlon WP box |  | Confirmed | medium
46 | Site / Trenching | Electrical Feed | Pull Boxes | If req'd | pcs | 0 | 1 | 2 | 25 |  | Home Depot | Generic 6×6×4 PVC |  | TBD | medium
47 | Site / Trenching | Electrical Feed | Underground Warning Tape | 'CAUTION ELECTRIC' | rolls | 1 | 1 | 1 | 12 |  | Home Depot | Generic 'ELECTRIC' red |  | Confirmed | medium
48 | Site / Trenching | Electrical Feed | Exterior-rated Fittings | Adapters, bushings pack | pack | 1 | 1 | 1 | 25 |  | Home Depot | Adapters/bushings pack |  | Confirmed | medium | Stubs, male adapters, bell ends ¦ Ціна збір: 2026-05-28
49 | Site / Trenching | Site Prep | Marking Paint / Stakes / String Line | Для trench layout всіх 3 утилит | set | 1 | 1 | 1 | 30 |  | Home Depot | Generic marking paint / stakes / string set |  | Confirmed | medium | ДОДАНО (review): layout aids ¦ ДОДАНО: trench layout aids ¦ Ціна збір: 2026-05-28
ПІДСУМОК ФАЗИ

## 03_Raised_Floor_System
Phase 2 — Raised Floor System (§17)
Vapor barrier + sleepers + joists + subfloor (10")
# | Phase | Категорія | Item / Material | Spec / Опис | Unit | Qty (Low) | Qty (Mid) | Qty (High) | Unit Price ($) | Total ($) | Source | SKU / Model | URL | Status | Confidence | Notes
1 | Floor System | Moisture Control | Vapor / Moisture Barrier | 6-mil poly | sq ft | 315 | 350 | 380 | 0.1 |  | Home Depot | Husky / generic 6-mil poly |  | Confirmed | medium | 10" raised over slab ¦ $0.10/sf. 10x100 roll ~$80-100 ¦ Ціна збір: 2026-05-28
2 | Floor System | Lumber | Pressure-treated Sleepers | 2x4 PT laid flat as bearing | linear ft | 200 | 260 | 320 | 0.95 |  | Home Depot | 2x4 PT SPF/SYP |  | Confirmed | medium | Bearing surface для joists на slab ¦ PT для bearing на slab. 8ft ~$7-8 ¦ Ціна збір: 2026-05-28
3 | Floor System | Lumber | Floor Joists | 2x10 SPF/HF @ 16" OC, 15 ft span | linear ft | 240 | 280 | 340 | 1.85 |  | Home Depot | 2x10 #2 SPF/HF 16 ft | https://www.homedepot.com/p/2-in-x-10-in-x-16-ft-2-Premium-Grade-SPF-Dimensional-Lumber-201673/100016326 | Confirmed | high | Final joist size/span to be verified by contractor/engineer based on actual support layout ¦ $1.85/LF. SPF 2x10 16ft ~$30/piece (Doug Fir ~$36.63/piece ref). ¦ Ціна збір: 2026-05-28
4 | Floor System | Lumber | Rim Joists | 2x10 PT за perimeter | linear ft | 60 | 72 | 80 | 2.2 |  | Home Depot | 2x10 PT for perimeter |  | Confirmed | medium | PT lumber required where wood contacts concrete or moisture-prone areas ¦ PT для rim on concrete contact ¦ Ціна збір: 2026-05-28
5 | Floor System | Lumber | Blocking | 2x10 mid-span | linear ft | 30 | 50 | 70 | 1.85 |  | Home Depot | 2x10 SPF blocking |  | Confirmed | medium | Same as joists ¦ Ціна збір: 2026-05-28
6 | Floor System | Hardware | Joist Hangers / Connectors | Simpson LUS210 | pcs | 30 | 50 | 70 | 4 |  | Home Depot | Simpson LUS210 |  | Confirmed | medium | Joist hanger for 2x10. $3.50-4.50 each ¦ Ціна збір: 2026-05-28
7 | Floor System | Hardware | Concrete Anchors (PT to slab) | Wedge / Tapcon 1/2" | pcs | 40 | 60 | 80 | 1.5 |  | Home Depot | Tapcon 1/2" wedge |  | Confirmed | medium | Concrete anchor PT to slab ¦ Ціна збір: 2026-05-28
8 | Floor System | Insulation (floor) | Insulation R-30 batt or Rigid | Batt R-30 between joists | sq ft | 315 | 330 | 350 | 1.61 |  | Home Depot | Owens Corning R-30 EcoTouch 16" OC unfaced | https://www.homedepot.com/p/Owens-Corning-R-30-EcoTouch-PINK-Unfaced-Fiberglass-Insulation-Batt-16-in-x-48-in-BU74/300147480 | Confirmed | high | Verify floor insulation type: batt vs rigid foam depending on moisture and floor assembly ¦ $1.61/sf. R-30 unfaced 16x48. CA Title 24 compliant ¦ Ціна збір: 2026-05-28
9 | Floor System | Subfloor | Plywood Subfloor | 3/4" T&G CDX | sq ft | 315 | 350 | 380 | 1.35 |  | Home Depot | CDX 3/4" T&G plywood | https://www.homedepot.com/p/3-4-in-x-4-ft-x-8-ft-CDX-Pine-Plywood-1060/202088096 | Confirmed | high | $1.35/sf. 4x8 = $43/sheet (LENCO ref $44.95) ¦ Ціна збір: 2026-05-28
10 | Floor System | Adhesives/Fasteners | Construction Adhesive | PL Premium subfloor | tubes | 6 | 10 | 14 | 10 |  | Home Depot | Loctite PL Premium 10oz |  | Confirmed | medium | Subfloor adhesive ¦ Ціна збір: 2026-05-28
11 | Floor System | Adhesives/Fasteners | Subfloor Screws | 3" #8 deck/subfloor | lb | 5 | 8 | 12 | 6 |  | Home Depot | GRK / generic 3" #8 |  | Confirmed | medium | Часто продаються в 5 lb або 10 lb boxes ¦ Subfloor deck screws per lb. 5 lb box ~$30 ¦ Ціна збір: 2026-05-28
12 | Floor System | Sealants | Foam Sealant / Caulk | Air gap sealing | cans | 3 | 5 | 7 | 6 |  | Home Depot | Great Stuff window/door |  | Confirmed | medium | Foam sealant ¦ Ціна збір: 2026-05-28
13 | Floor System | Transitions | Thresholds & Transitions | Entry, French door, bathroom, exterior step | pcs | 3 | 4 | 5 | 25 |  | Home Depot | Generic aluminum threshold 36" |  | TBD | medium | §17.4. Не дублювати з Phase 12 (decorative transitions only) ¦ Entry, French door, bathroom, exterior step ¦ Ціна збір: 2026-05-28
14 | Floor System | Sealing | Sill Seal Foam Gasket | 1x50 ft roll, між PT і slab | rolls | 1 | 2 | 3 | 12 |  | Home Depot | Owens Corning / TVM sill seal 1x50 |  | Confirmed | medium | Air sealing ¦ ДОДАНО: foam gasket між PT і slab ¦ Ціна збір: 2026-05-28
15 | Floor System | Slab Prep | Self-leveling Compound | Allowance only — partial leveling | bags | 0 | 4 | 10 | 35 |  | Home Depot | Mapei Planipatch 25 lb |  | TBD | medium | §33.22. Якщо full leveling req'd — qty зростає significantly ¦ ДОДАНО: $35/bag, ~25 sf @ 1/8". Партіальне выравнивание ¦ Ціна збір: 2026-05-28
16 | Floor System | Slab Prep | Concrete Sealer / DryLok | Optional moisture mitigation | gal | 0 | 0 | 5 | 45 |  | Home Depot | DryLok concrete sealer 5 gal |  | TBD | medium | §33.23 verify moisture conditions. Baseline 0 ¦ ДОДАНО: $45/gal, baseline qty=0 — only if §33.23 moisture issue ¦ Ціна збір: 2026-05-28
17 | Floor System | Sealants | Acoustical / Sound Caulk | Floor joints sound dampening | tubes | 0 | 3 | 6 | 12 |  | Home Depot | OSI ProSeries acoustical 28oz |  | TBD | medium | Optional ¦ ДОДАНО: optional sound dampening ¦ Ціна збір: 2026-05-28
18 | Floor System | Moisture Control | Vapor Barrier Seam Tape | Для overlap joints poly | rolls | 1 | 1 | 2 | 15 |  | Home Depot | Stego seam tape / generic |  | Confirmed | medium | ДОДАНО (review): Stego/generic seam tape ¦ ДОДАНО: для overlap vapor barrier joints ¦ Ціна збір: 2026-05-28
19 | Floor System | Insulation (floor) | Insulation Supports / Wire Supports | Для утримання batt між joists | pack | 1 | 2 | 3 | 9 |  | Home Depot | Owens Corning insul support wires |  | Confirmed | medium | ДОДАНО (review): тримає R-30 batt вгору ¦ ДОДАНО: тримає R-30 batt між joists ¦ Ціна збір: 2026-05-28
20 | Floor System | Hardware | Composite / Plastic Shims | Для вирівнювання sleepers/joists | pack | 1 | 2 | 3 | 10 |  | Home Depot | Generic composite shims pack |  | Confirmed | medium | ДОДАНО (review) ¦ ДОДАНО: для leveling sleepers/joists ¦ Ціна збір: 2026-05-28
21 | Floor System | Hardware | Structural Screws / Lag Screws | SDS / Ledgerlok для rim-joist | box | 1 | 1 | 2 | 25 |  | Home Depot | Simpson SDS / Ledgerlok box |  | Confirmed | medium | ДОДАНО (review): для connections without hangers ¦ ДОДАНО: structural screws для rim-joist connections ¦ Ціна збір: 2026-05-28
22 | Floor System | Access / Utility | Small Access Panel allowance | 12x12 PVC/металевий | pcs | 0 | 1 | 2 | 22 |  | Home Depot | Generic 12x12 PVC access panel |  | TBD | medium | ДОДАНО (review): для доступу до MEP під підлогою ¦ ДОДАНО: MEP access під raised floor ¦ Ціна збір: 2026-05-28
ПІДСУМОК ФАЗИ

## 04_Framing
Phase 3 — Framing (§18)
Left wall +21ft + interior partitions + headers
# | Phase | Категорія | Item / Material | Spec / Опис | Unit | Qty (Low) | Qty (Mid) | Qty (High) | Unit Price ($) | Total ($) | Source | SKU / Model | URL | Status | Confidence | Notes
1 | Framing | Studs/Plates | 2x4 Studs (8 ft) | SPF #2, wall framing | pcs | 75 | 90 | 110 | 4.5 |  | Home Depot | 2x4 SPF #2 8ft |  | Confirmed | medium | 95-105 LF wall × 0.75 + 20-25% overhead. Включає left wall +21 LF + utility + openings ¦ $4.50/each Bay Area premium. Menards ref $3.64 + ~25% CA ¦ Ціна збір: 2026-05-28
2 | Framing | Studs/Plates | 2x6 Studs (8 ft) — wet wall | Для bathroom plumbing wall | pcs | 5 | 8 | 12 | 7 |  | Home Depot | 2x6 SPF #2 8ft |  | TBD | medium | Depends on final bathroom/laundry layout — wet wall behind shower/vanity/laundry ¦ Wet wall studs — final per bathroom layout ¦ Ціна збір: 2026-05-28
3 | Framing | Studs/Plates | Cripple / Jack / King Studs | Allowance для openings | pcs | 15 | 20 | 28 | 4.5 |  | Home Depot | 2x4 SPF #2 8ft (jack/king/cripple) |  | Confirmed | medium | Для 12+ framed openings ¦ Same as standard 2x4, allowance для openings ¦ Ціна збір: 2026-05-28
4 | Framing | Studs/Plates | PT Bottom Plates | Pressure-treated 2x4 — на subfloor edge | linear ft | 65 | 75 | 85 | 0.95 |  | Home Depot | 2x4 PT |  | Confirmed | medium | PT де lumber contacts moisture-prone area ¦ PT bottom plate per LF ¦ Ціна збір: 2026-05-28
5 | Framing | Studs/Plates | Top / Bottom Plates (regular) | 2x4 SPF (double top + bottom) | linear ft | 130 | 150 | 170 | 0.56 |  | Home Depot | 2x4 SPF #2 |  | Confirmed | medium | $0.56/LF ($4.50/8ft). Regular plate stock ¦ Ціна збір: 2026-05-28
6 | Framing | Headers | Standard Headers (2x6) | Above standard openings (windows, doors) | linear ft | 20 | 30 | 40 | 0.88 |  | Home Depot | 2x6 SPF #2 |  | Confirmed | medium | Structural sizing — final per engineer ¦ $0.88/LF ($7/8ft). Standard window/door headers ¦ Ціна збір: 2026-05-28
7 | Framing | Headers | Engineered LVL Header | Для French door (~6ft) + folding 8ft | linear ft | 12 | 16 | 20 | 6 |  | Home Depot / specialty | LVL 1.75x7.25 engineered | https://www.homedepot.com/b/Lumber-Composites-Engineered-Wood-Products/LVL/N-5yc1vZcb73Z1z0xv6e | TBD | medium | Final size depends on opening width, load above, existing roof/wall structure ¦ LVL header для French door + folding 8ft. Final size per engineer ¦ Ціна збір: 2026-05-28
8 | Framing | Blocking | Blocking Lumber (2x4) | 12 типів blocking per §18.3 | linear ft | 40 | 60 | 80 | 0.56 |  | Home Depot | 2x4 SPF #2 blocking |  | Confirmed | medium | Cabinets/vanity/W-D/WH straps/TV/doors/towels/shelves... ¦ Same as plates stock ¦ Ціна збір: 2026-05-28
9 | Framing | Backing | Drywall Backing / Nailers | Inside corners + T-intersections | linear ft | 20 | 30 | 40 | 0.56 |  | Home Depot | 2x4 SPF #2 nailer |  | Confirmed | medium | Для drywall attachment points ¦ Drywall backing per LF ¦ Ціна збір: 2026-05-28
10 | Framing | Hardware | Simpson Connectors / Brackets | L, T, A35 mixed | pcs | 20 | 30 | 40 | 3 |  | Home Depot | Simpson mixed pack |  | TBD | medium | L, T, A35 mixed connectors ¦ Ціна збір: 2026-05-28
11 | Framing | Hardware | Hold-downs Simpson HDU2 allowance | Allowance — TBD per structural engineer | pcs | 0 | 4 | 6 | 30 |  | Home Depot | Simpson HDU2-SDS2.5 |  | TBD | medium | §33.25 — verify shear wall requirement ¦ Hold-down. $25-35 each. Allowance, TBD per engineer ¦ Ціна збір: 2026-05-28
12 | Framing | Hardware | Metal Protection Plates | Stud guards 1.5x5 за trades | pcs | 20 | 30 | 40 | 0.5 |  | Home Depot | Generic 16-gauge stud guard |  | TBD | medium | Nail protection plate for trades ¦ Ціна збір: 2026-05-28
13 | Framing | Hardware | Composite / Wood Shims | Для вирівнювання walls/openings | pack | 1 | 2 | 4 | 10 |  | Home Depot | Generic composite/wood shims pack |  | Confirmed | medium | ДОДАНО (review): wall plumbing і opening setting ¦ ДОДАНО (review): для wall plumbing і opening setting ¦ Ціна збір: 2026-05-28
14 | Framing | Anchors | Anchor Bolts 1/2 × 10 galvanized | Для sill/perimeter/structural conditions | pcs | 12 | 20 | 30 | 1 |  | Home Depot | Simpson / generic 1/2 × 10 galv |  | TBD | medium | Verify use: anchor bolts для sill/perimeter/structural; interior partitions on subfloor можуть use screws/nails ¦ Anchor bolt — verify use for sill/perimeter only ¦ Ціна збір: 2026-05-28
15 | Framing | Fasteners | Framing Nails / Screws | 16d collated, 3-1/4" mixed | lb | 10 | 15 | 20 | 5 |  | Home Depot | Generic 16d collated framing nails |  | Confirmed | medium | $5/lb pneumatic collated ¦ Ціна збір: 2026-05-28
16 | Framing | Fasteners | Structural Screws / Header Fasteners | SDS/Strong-Drive для LVL & headers | box | 1 | 1 | 2 | 30 |  | Home Depot | Simpson SDS / Strong-Drive box |  | Confirmed | medium | ДОДАНО (review): для LVL/header/opening connections ¦ ДОДАНО (review): structural screws для LVL/header ¦ Ціна збір: 2026-05-28
17 | Framing | Sheathing | OSB / Plywood Sheathing allowance | Garage opening close-up / shear panels | sheets | 1 | 3 | 5 | 30 |  | Home Depot | 3/4" OSB 4x8 sheet |  | TBD | medium | ДОДАНО (review): garage door opening closure / shear wall / backing ¦ ДОДАНО (review): garage opening close-up + shear allowance ¦ Ціна збір: 2026-05-28
18 | Framing | Adhesives | Construction Adhesive (framing) | PL Premium plate-to-floor | tubes | 3 | 5 | 7 | 10 |  | Home Depot | Loctite PL Premium 10oz |  | Confirmed | medium | Plate-to-floor adhesive ¦ Ціна збір: 2026-05-28
19 | Framing | Sealants | Acoustical Sealant | Bedroom/bathroom partitions sound | tubes | 2 | 4 | 6 | 10 |  | Home Depot | OSI ProSeries acoustical 28oz |  | TBD | medium | Sound dampening per partition ¦ Sound dampening для bedroom/bathroom partitions ¦ Ціна збір: 2026-05-28
20 | Framing | Fire Protection | Fire Blocking Materials | Foam + 2x4 blocks per code | set | 1 | 1 | 1 | 30 |  | Home Depot | DAP fire-block foam + lumber |  | TBD | medium | Verify if required by local code ¦ Per code requirements ¦ Ціна збір: 2026-05-28
21 | Framing | Fire Protection | Fire-rated Caulk / Sealant | Для penetrations | tubes | 2 | 4 | 6 | 12 |  | Home Depot | 3M fire-rated caulk / Hilti FS-One |  | TBD | medium | ДОДАНО (review): окремо від foam blocking ¦ ДОДАНО (review): окремо від foam blocking ¦ Ціна збір: 2026-05-28
22 | Framing | Framing Supplies | Chalk Line / Marking Supplies | Chalk + line + carpenter pencils + plumb bob | set | 1 | 1 | 1 | 25 |  | Home Depot | Generic chalk line + pencils + plumb bob set |  | Confirmed | medium | ДОДАНО (review): layout aids ¦ ДОДАНО (review): layout aids ¦ Ціна збір: 2026-05-28
23 | Framing | Bracing | Temporary Bracing Lumber | Для setting walls during framing | linear ft | 15 | 25 | 40 | 0.56 |  | Home Depot | 2x4 SPF temp bracing (reusable) |  | TBD | medium | ДОДАНО (review): можна reuse після ¦ ДОДАНО (review): temporary bracing, можна reuse ¦ Ціна збір: 2026-05-28
ПІДСУМОК ФАЗИ

## 05_Doors_Windows
Phase 4 — Doors & Windows / Openings (§25)
3 windows + 5 doors + folding system
# | Phase | Категорія | Item / Material | Spec / Опис | Unit | Qty (Low) | Qty (Mid) | Qty (High) | Unit Price ($) | Total ($) | Source | SKU / Model | URL | Status | Confidence | Notes
1 | Openings | Windows | Bathroom Window | Vinyl ES, ~24×36 (TBD §33.12) | pcs | 1 | 1 | 1 | 180 |  | Home Depot | JELD-WEN V-4500 24×36 white | https://www.homedepot.com/b/Doors-Windows-Windows-Single-Hung-Windows/Energy-Star/N-5yc1vZas73Z1z1wgir | TBD | medium | Field-verify size ¦ Bathroom window, smaller size ~$150-220 ¦ Ціна збір: 2026-05-28
2 | Openings | Windows | Kitchen Window | Vinyl ES, ~36×48 (TBD) | pcs | 1 | 1 | 1 | 300 |  | Home Depot | JELD-WEN V-4500 36×48 white | https://www.homedepot.com/p/JELD-WEN-36-in-x-48-in-V-4500-Series-White-Single-Hung-Vinyl-Window-with-Fiberglass-Mesh-Screen-THDJW143900466/304848395 | TBD | medium | Field-verify size ¦ Kitchen window, standard size. HD retail $250-350 ¦ Ціна збір: 2026-05-28
3 | Openings | Windows | Living Room Window | Vinyl ES, ~36×60 (TBD) | pcs | 1 | 1 | 1 | 400 |  | Home Depot | JELD-WEN V-4500 36×60 white |  | TBD | medium | Field-verify size ¦ Living window, larger size. Premium V-4500 dealer $675 ref ¦ Ціна збір: 2026-05-28
4 | Openings | Exterior Doors | Main Entry Door | Prehung steel 36×80 insulated | pcs | 1 | 1 | 1 | 400 |  | Home Depot | Masonite Premium 6-panel 36×80 | https://www.homedepot.com/p/Masonite-36-in-x-80-in-Premium-6-Panel-Right-Hand-Inswing-Primed-Steel-Prehung-Front-Exterior-Door-with-Brickmold-27105/100053184 | TBD | medium | Field-verify size (§33.14) ¦ Prehung steel insulated з brickmold. $300-500 range ¦ Ціна збір: 2026-05-28
5 | Openings | Exterior Doors | Backyard French Door | Fiberglass prehung 60×80, glazed | pcs | 1 | 1 | 1 | 1500 |  | Special Order | Masonite/ThermaTru fiberglass 60×80 patio | https://www.homedepot.com/b/Doors-Windows-Exterior-Doors-Patio-Doors/Masonite/60-x-80/French-Patio-Door/N-5yc1vZarqnZyqZ1z0rbkpZ1z0v1y3 | Confirmed | medium | Special Order. Lead 4-8 weeks. Delivery not included. Field-verify (§33.13) ¦ Special Order. Fiberglass French. $1200-1800 range ¦ Ціна збір: 2026-05-28
6 | Openings | Interior Doors | Bathroom Door | Prehung hollow core 30×80 | pcs | 1 | 1 | 1 | 110 |  | Home Depot | Masonite hollow core 30×80 |  | TBD | medium | Verify if privacy lockset included; otherwise add separately ¦ Prehung з privacy lock ¦ Ціна збір: 2026-05-28
7 | Openings | Interior Doors | Utility Closet Door | 24×80 louvered bifold або slab | pcs | 1 | 1 | 1 | 80 |  | Home Depot | Masonite louvered prehung 24×80 |  | TBD | medium | Final type TBD based on clearance ¦ Або bifold louvered ¦ Ціна збір: 2026-05-28
8 | Openings | Specialty Systems | Closet Sliding Door System | Bypass 6 ft, 2-panel | system | 1 | 1 | 1 | 250 |  | Home Depot / IKEA | Home Depot bypass system 6ft |  | TBD | medium | Field-verify (§33.16) ¦ 2-panel bypass sliding closet system ¦ Ціна збір: 2026-05-28
9 | Openings | Specialty Systems | Folding / Panel Door System 8 ft | INTERIOR partition між bedroom і living (per §17.4) | system | 1 | 1 | 1 | 3000 |  | Special Order | Mid-tier folding partition system 8ft | https://homeguide.com/costs/folding-accordion-patio-doors-cost | Confirmed | low | Special Order INTERIOR. High variability — final cost залежить від material: accordion / bifold / glass folding / wood / track / sound level. Field-verify (§33.15) ¦ Special Order INTERIOR partition. Variability $1500 (basic accordion) - $6000 (LaCantina-style interior). Mid $3000 для quality glass/wood folding ¦ Ціна збір: 2026-05-28
10 | Openings | Weatherproofing | Flashing Tape | Windows + doors butyl/peel-stick | rolls | 2 | 3 | 4 | 25 |  | Home Depot | Tyvek FlexWrap / 3M flashing tape |  | Confirmed | medium | Per roll ¦ Ціна збір: 2026-05-28
11 | Openings | Weatherproofing | Sill Pans | Windows + 2 exterior doors | pcs | 4 | 5 | 5 | 30 |  | Home Depot | Generic vinyl sill pan |  | Confirmed | medium | Підвищено Mid: 3 windows + entry + French = 5 openings ¦ Per window ¦ Ціна збір: 2026-05-28
12 | Openings | Weatherproofing | Exterior Sealant | Polyurethane caulk | tubes | 4 | 6 | 8 | 8 |  | Home Depot | Sika / OSI polyurethane sealant |  | Confirmed | medium | Caulk tube ¦ Ціна збір: 2026-05-28
13 | Openings | Weatherproofing | Low-expansion Foam | Для perimeter gaps | cans | 3 | 4 | 6 | 7 |  | Home Depot | Great Stuff window/door foam |  | Confirmed | medium | Low-expansion cans ¦ Ціна збір: 2026-05-28
14 | Openings | Trim | Interior Casing | За дверима/вікнами, 7+ openings | linear ft | 80 | 120 | 160 | 0.8 |  | Home Depot | MDF / pine interior casing |  | Confirmed | medium | Per LF ¦ Ціна збір: 2026-05-28
15 | Openings | Trim | Exterior Trim | Standard exterior molding | linear ft | 40 | 60 | 80 | 1.2 |  | Home Depot | Pine/PVC exterior trim |  | Confirmed | medium | Per LF ¦ Ціна збір: 2026-05-28
16 | Openings | Hardware | Entry Door Lockset + Deadbolt | Для main entry only | set | 1 | 1 | 1 | 200 |  | Home Depot | Schlage/Kwikset Entry lockset+deadbolt |  | Confirmed | medium | Schlage/Kwikset deadbolt + handle ¦ Entry ONLY (French door has separate multi-point in row 24) ¦ Ціна збір: 2026-05-28
17 | Openings | Windows | Window Screens | Fiberglass mesh | pcs | 3 | 3 | 3 | 40 |  | Home Depot | Generic vinyl window screen |  | Confirmed | medium | May be included with selected windows; keep as allowance until product selected ¦ Per window. May be included з window selection ¦ Ціна збір: 2026-05-28
18 | Openings | Windows | Window Sills / Stools | Interior trim під window | pcs | 3 | 3 | 3 | 30 |  | Home Depot | Pine/MDF window sill stool |  | Confirmed | medium | Окремо від generic casing ¦ Per window ¦ Ціна збір: 2026-05-28
19 | Openings | Trim | Brick Mold / Exterior Casing | Для exterior openings | linear ft | 40 | 60 | 80 | 1.5 |  | Home Depot | Pine brick mold exterior casing |  | Confirmed | medium | Окремо від generic exterior trim ¦ Per LF, surrounds exterior openings ¦ Ціна збір: 2026-05-28
20 | Openings | Hardware | French Door Hardware | Multi-point lock + handles | set | 1 | 1 | 1 | 300 |  | Special Order | Multi-point lock French door set |  | TBD | medium | Специфічно для French door (§25.3) ¦ 3-point lock + handles для French door ¦ Ціна збір: 2026-05-28
21 | Openings | Hardware | Weatherstripping | Kit для exterior doors | set | 2 | 2 | 2 | 25 |  | Home Depot | Generic kit weatherstripping |  | Confirmed | medium | Entry + French ¦ Per exterior door ¦ Ціна збір: 2026-05-28
22 | Openings | Hardware | Door Sweep / Threshold Seal | Для exterior doors | pcs | 2 | 2 | 2 | 20 |  | Home Depot | Generic door sweep / threshold seal |  | Confirmed | medium | Air leak prevention ¦ Per exterior door ¦ Ціна збір: 2026-05-28
23 | Openings | Hardware | Threshold Extender (French door) | Для 10" raise через raised floor | pcs | 1 | 1 | 1 | 50 |  | Home Depot / specialty | Generic threshold extender |  | TBD | medium | Per Phase 2 raised floor coordination ¦ French door через raised floor 10" rise ¦ Ціна збір: 2026-05-28
24 | Openings | Hardware | Astragal Strip allowance | Між French door panels | pcs | 0 | 1 | 1 | 80 |  | Home Depot | Generic astragal strip |  | TBD | medium | Якщо single-leaf French door ¦ Якщо single-leaf French door ¦ Ціна збір: 2026-05-28
25 | Openings | Hardware | Interior Privacy/Passage Handles | Bathroom (privacy) + utility (passage) | set | 2 | 2 | 3 | 30 |  | Home Depot | Schlage/Kwikset privacy or passage handle |  | Confirmed | medium | ДОДАНО (review): if not included with prehung doors ¦ ДОДАНО (review): bathroom privacy + utility passage ¦ Ціна збір: 2026-05-28
26 | Openings | Hardware | Hinges Allowance | Якщо doors не prehung або заміна | set | 0 | 1 | 2 | 25 |  | Home Depot | Generic 3-pack door hinges |  | TBD | medium | ДОДАНО (review) ¦ ДОДАНО (review): allowance ¦ Ціна збір: 2026-05-28
27 | Openings | Installation Supplies | Door / Window Shims | Composite/wood для setting | pack | 2 | 3 | 4 | 10 |  | Home Depot | Generic composite/wood shims pack |  | Confirmed | medium | ДОДАНО (review) ¦ ДОДАНО (review): door/window setting ¦ Ціна збір: 2026-05-28
28 | Openings | Weatherproofing | Backer Rod | Для великих gaps перед sealant | rolls | 1 | 2 | 3 | 8 |  | Home Depot | Closed-cell backer rod 1/2" |  | Confirmed | medium | ДОДАНО (review) ¦ ДОДАНО (review): для exterior sealant gaps ¦ Ціна збір: 2026-05-28
29 | Openings | Weatherproofing | Drip Cap / Z-Flashing | Над exterior doors/windows | pcs | 2 | 3 | 5 | 15 |  | Home Depot | Generic aluminum drip cap / Z-flashing |  | TBD | medium | ДОДАНО (review) ¦ ДОДАНО (review): над exterior openings ¦ Ціна збір: 2026-05-28
30 | Openings | Finish | Interior Paintable Caulk | Для casing/trim joints | tubes | 6 | 8 | 10 | 5 |  | Home Depot | DAP Alex Plus paintable caulk |  | Confirmed | medium | ДОДАНО (review) ¦ ДОДАНО (review): casing/trim joints ¦ Ціна збір: 2026-05-28
ПІДСУМОК ФАЗИ

## 06_Plumbing_Roughin
Phase 5 — Plumbing Rough-in (§20)
PEX supply + ABS/PVC drain + vent + fittings
# | Phase | Категорія | Item / Material | Spec / Опис | Unit | Qty (Low) | Qty (Mid) | Qty (High) | Unit Price ($) | Total ($) | Source | SKU / Model | URL | Status | Confidence | Notes
1 | Plumbing R-I | Supply | PEX Hot/Cold Pipe 1/2" | PEX-B coil 100 ft | linear ft | 200 | 230 | 260 | 0.35 |  | Home Depot | SharkBite/Apollo PEX-B 1/2" 100ft | https://www.homedepot.com/p/SharkBite-1-2-in-x-100-ft-Coil-Red-PEX-B-Pipe-U860R100/202033011 | Confirmed | high | $0.35/LF ($35/100ft coil) ¦ Ціна збір: 2026-05-28
2 | Plumbing R-I | Supply | PEX Hot/Cold Pipe 3/4" | Main runs PEX-B | linear ft | 100 | 120 | 140 | 0.7 |  | Home Depot | SharkBite PEX-B 3/4" 100ft |  | Confirmed | medium | $0.70/LF ($70/100ft coil) ¦ Ціна збір: 2026-05-28
3 | Plumbing R-I | Supply | PEX Fittings (assortment) | Elbows, tees, couplings, crimps | pack | 2 | 3 | 4 | 25 |  | Home Depot | Apollo/SharkBite PEX fittings pack |  | Confirmed | medium | Assortment: elbows, tees, couplings, crimp rings ¦ Ціна збір: 2026-05-28
4 | Plumbing R-I | Supply | Shut-off Valves (1/4-turn) | Interior fixtures angle stops | pcs | 16 | 19 | 22 | 7 |  | Home Depot | Apollo PEX-B 1/2" angle stop quarter-turn | https://www.homedepot.com/p/Apollo-1-2-in-Chrome-Plated-Brass-PEX-B-Barb-x-1-4-in-Compression-Quarter-Turn-Angle-Stop-Valve-APXVA1214C/305455212 | Confirmed | high | Per valve, brass chrome-plated ¦ Ціна збір: 2026-05-28
5 | Plumbing R-I | Drain | ABS/PVC Drain Pipe 1.5" | Sink/vanity drains | linear ft | 30 | 40 | 50 | 0.85 |  | Home Depot | Charlotte/IPEX ABS DWV 1.5" |  | Confirmed | medium | Per LF, DWV grade ¦ Ціна збір: 2026-05-28
6 | Plumbing R-I | Drain | ABS/PVC Drain Pipe 2" | Shower/laundry drains | linear ft | 40 | 60 | 80 | 1.1 |  | Home Depot | Charlotte/IPEX ABS DWV 2" |  | Confirmed | medium | Per LF ¦ Ціна збір: 2026-05-28
7 | Plumbing R-I | Drain | ABS/PVC Drain Pipe 3" | Branch + toilet drain | linear ft | 20 | 30 | 40 | 1.8 |  | Home Depot | Charlotte/IPEX ABS DWV 3" |  | Confirmed | medium | Per LF, for toilet drain ¦ Ціна збір: 2026-05-28
8 | Plumbing R-I | Drain | ABS/PVC Drain Pipe 4" | Main building drain | linear ft | 15 | 20 | 25 | 3 |  | Home Depot | IPEX ABS DWV 4" 10ft | https://www.homedepot.com/p/IPEX-4-in-x-10-ft-ABS-DWV-Cell-Core-Pipe-179687/309282462 | Confirmed | medium | $3/LF ($30/10ft piece). Cell core ABS ¦ Ціна збір: 2026-05-28
9 | Plumbing R-I | Vent | Vent Pipe | ABS/PVC 1.5-2" | linear ft | 20 | 30 | 40 | 0.95 |  | Home Depot | Charlotte ABS DWV 2" vent |  | Confirmed | medium | Per LF ¦ Ціна збір: 2026-05-28
10 | Plumbing R-I | Fittings | P-traps | Sinks, shower, washer | pcs | 4 | 4 | 5 | 8 |  | Home Depot | Oatey/generic P-trap kit |  | Confirmed | medium | 1.5" or 2" P-trap ¦ Ціна збір: 2026-05-28
11 | Plumbing R-I | Fittings | Cleanouts (interior) | Body + plug | pcs | 2 | 2 | 3 | 20 |  | Home Depot | Charlotte 4" ABS cleanout |  | Confirmed | medium | Body + threaded plug ¦ Ціна збір: 2026-05-28
12 | Plumbing R-I | Fittings | Pipe Clamps / Hangers | ABS strut/strap pack | pack | 2 | 3 | 4 | 15 |  | Home Depot | Sioux Chief strut/strap pack |  | Confirmed | medium | Per pack — pipe hangers/clamps ¦ Ціна збір: 2026-05-28
13 | Plumbing R-I | Fittings | Primer / Cement ABS-PVC | Solvent weld | cans | 2 | 3 | 4 | 12 |  | Home Depot | Oatey ABS primer + cement combo |  | Confirmed | medium | Per can ¦ Ціна збір: 2026-05-28
14 | Plumbing R-I | Misc | Washer Outlet Box | Recessed, hot/cold + drain | pcs | 1 | 1 | 1 | 40 |  | Home Depot | Sioux Chief / LSP washer outlet box |  | Confirmed | medium | Recessed hot/cold + drain box ¦ Ціна збір: 2026-05-28
15 | Plumbing R-I | Misc | Toilet Flange | PVC/ABS w/ ring | pcs | 1 | 1 | 1 | 12 |  | Home Depot | Oatey ABS toilet flange w/ ring |  | Confirmed | medium | Standard 3" or 4" ¦ Ціна збір: 2026-05-28
16 | Plumbing R-I | Misc | Water Heater Connection Kit | Flex lines + fittings | set | 1 | 1 | 1 | 50 |  | Home Depot | WH connection kit (flex lines + dielectric) |  | TBD | medium | Coordinate w/ Phase 15 Water Heater ¦ Coordinate Phase 15 WH ¦ Ціна збір: 2026-05-28
17 | Plumbing R-I | Misc | Pipe Insulation (interior) | Hot lines foam 1/2-3/4" | linear ft | 30 | 50 | 70 | 0.5 |  | Home Depot | Armaflex foam 1/2"-3/4" |  | Confirmed | medium | Hot line insulation per LF ¦ Ціна збір: 2026-05-28
18 | Plumbing R-I | Fittings | ABS/PVC DWV Fittings | Elbows, couplings, tees, sanitary tees, wyes, reducers | pack | 2 | 3 | 5 | 50 |  | Home Depot | ABS DWV fittings assortment pack |  | Confirmed | medium | ДОДАНО (§20.3): drain fittings okремо ¦ ДОДАНО: elbows, tees, sanitary tees, wyes, reducers. $50/pack ¦ Ціна збір: 2026-05-28
19 | Plumbing R-I | Misc | Washer Standpipe | 2" 18-30" tall | pcs | 1 | 1 | 1 | 15 |  | Home Depot | 2" PVC/ABS washer standpipe |  | Confirmed | medium | ДОДАНО (§20.3): окремо від outlet box ¦ ДОДАНО (§20.3) ¦ Ціна збір: 2026-05-28
20 | Plumbing R-I | Misc | Dishwasher Connection Kit | Tee + brass elbow + 3/8 supply | set | 1 | 1 | 1 | 25 |  | Home Depot | Generic dishwasher install kit |  | Confirmed | medium | ДОДАНО (§20.3) ¦ ДОДАНО: tee + elbow + supply line ¦ Ціна збір: 2026-05-28
21 | Plumbing R-I | Vent | Vent Stack Roof Boot / Flashing | Oatey No-Calk pipe boot | pcs | 1 | 1 | 2 | 20 |  | Home Depot | Oatey No-Calk pipe boot 2" |  | Confirmed | medium | ДОДАНО: penetration through roof ¦ ДОДАНО: vent stack roof penetration ¦ Ціна збір: 2026-05-28
22 | Plumbing R-I | Vent | Air Admittance Valve (AAV) | Studor Mini / Pro для hard-to-vent | pcs | 0 | 1 | 2 | 25 |  | Home Depot | Studor Mini AAV |  | TBD | medium | ДОДАНО: alternative venting allowance ¦ ДОДАНО: alternative venting allowance ¦ Ціна збір: 2026-05-28
23 | Plumbing R-I | Misc | Refrigerator Water Line Kit | 3/8 PEX + saddle valve + icemaker line | set | 0 | 1 | 1 | 30 |  | Home Depot | Generic refrigerator water line kit |  | TBD | medium | ДОДАНО (§20.1 optional) ¦ ДОДАНО: 3/8 PEX + saddle + icemaker — optional ¦ Ціна збір: 2026-05-28
24 | Plumbing R-I | Misc | Hammer Arrestors | Washer + dishwasher water hammer | pcs | 2 | 2 | 3 | 12 |  | Home Depot | Sioux Chief mini-rester hammer arrestor |  | Confirmed | medium | ДОДАНО: prevent water hammer ¦ ДОДАНО: washer + dishwasher ¦ Ціна збір: 2026-05-28
25 | Plumbing R-I | Sealants | Pipe Sealant / Teflon Tape / Pipe Dope | Threaded connections | set | 1 | 1 | 1 | 15 |  | Home Depot | Rectorseal + Teflon tape combo |  | Confirmed | medium | ДОДАНО: Rectorseal + Teflon roll combo ¦ ДОДАНО: threaded connections ¦ Ціна збір: 2026-05-28
26 | Plumbing R-I | Fittings | Threaded Brass Adapters | PEX-to-threaded fittings | pack | 1 | 2 | 3 | 25 |  | Home Depot | Generic PEX-to-NPT brass adapters pack |  | Confirmed | medium | ДОДАНО: для sink supply / WH ¦ ДОДАНО: sink supply, WH connections ¦ Ціна збір: 2026-05-28
27 | Plumbing R-I | Misc | Stub-out Covers + Test Caps + Escutcheons | Finish wall penetrations + drain testing | set | 1 | 1 | 2 | 25 |  | Home Depot | Generic stub-outs + escutcheons + test caps set |  | Confirmed | medium | ДОДАНО: trim items + pressure test plugs ¦ ДОДАНО: finish + pressure test plugs ¦ Ціна збір: 2026-05-28
28 | Plumbing R-I | Fixtures RI | Shower Rough-in Valve Body | Delta MultiChoice / Moen Posi-Temp | pcs | 1 | 1 | 1 | 70 |  | Home Depot | Delta MultiChoice / Moen Posi-Temp valve body |  | Confirmed | medium | ДОДАНО (review): rough-in stage. Trim → Phase 13 ¦ ДОДАНО (review): shower rough-in valve. Trim → Phase 13 ¦ Ціна збір: 2026-05-28
29 | Plumbing R-I | Fixtures RI | Shower Drain Assembly | Oatey 2" drain body + strainer | pcs | 1 | 1 | 1 | 30 |  | Home Depot | Oatey 2" shower drain assembly |  | Confirmed | medium | ДОДАНО (review): connects до 2" drain pipe ¦ ДОДАНО (review): body + strainer ¦ Ціна збір: 2026-05-28
30 | Plumbing R-I | Supply | PEX Drop-Ear Elbows | Sioux Chief 1/2 PEX × 1/2 FNPT для wall stub-outs | pcs | 4 | 6 | 8 | 6 |  | Home Depot | Sioux Chief PEX drop-ear elbow |  | Confirmed | medium | ДОДАНО (review): для secure fixture wall outlets ¦ ДОДАНО (review): per pc ¦ Ціна збір: 2026-05-28
31 | Plumbing R-I | Supply | Extra Crimp Rings / Clamps | Copper crimp 1/2 + 3/4 pack | pack | 1 | 1 | 2 | 20 |  | Home Depot | Generic copper crimp rings pack |  | Confirmed | medium | ДОДАНО (review): backup до PEX fittings assortment ¦ ДОДАНО (review): extra crimps ¦ Ціна збір: 2026-05-28
32 | Plumbing R-I | Misc | Laundry Drain Pan | 30x32 для stacked washer | pcs | 1 | 1 | 1 | 30 |  | Home Depot | Generic 30x32 washer drain pan |  | Confirmed | medium | ДОДАНО (review): leak protection під washer ¦ ДОДАНО (review): leak protection ¦ Ціна збір: 2026-05-28
33 | Plumbing R-I | Misc | Dishwasher Branch Tailpiece + Air Gap | Sink connection + CA-required air gap | set | 1 | 1 | 1 | 30 |  | Home Depot | Generic dishwasher branch + air gap |  | Confirmed | medium | ДОДАНО (review): CA UPC potreba air gap ¦ ДОДАНО (review): CA UPC air gap mandatory ¦ Ціна збір: 2026-05-28
34 | Plumbing R-I | Misc | Water Heater Pan + Drain (cross-ref Phase 15) | Залишено в Phase 15 — не дублюйте | set | 0 | 0 | 0 | 0 |  | Home Depot | — |  | Confirmed | medium | ДОДАНО (review): cross-reference. Cost у Phase 15 Water Heater ¦ ДОДАНО (review): cross-ref Phase 15. Не дублювати — qty 0 ¦ Ціна збір: 2026-05-28
ПІДСУМОК ФАЗИ

## 07_Electrical_Roughin
Phase 6 — Electrical Rough-in (§21)
ADU subpanel + Romex + boxes + devices + light fixtures
# | Phase | Категорія | Item / Material | Spec / Опис | Unit | Qty (Low) | Qty (Mid) | Qty (High) | Unit Price ($) | Total ($) | Source | SKU / Model | URL | Status | Confidence | Notes
1 | Electrical R-I | Panel | ADU Subpanel 100A | Square D QO 20-space allowance | pcs | 1 | 1 | 1 | 139 |  | Home Depot | Square D QO120M100C 100A 20-space | https://www.homedepot.com/p/Square-D-QO-100-Amp-20-Space-20-Circuit-Indoor-Main-Breaker-Load-Center-with-Cover-QO120M100C/100195842 | Confirmed | high | Final amperage by load calculation (§33.21) ¦ $139 retail (promo $114 з HD card). 100A indoor main breaker load center ¦ Ціна збір: 2026-05-28
2 | Electrical R-I | Panel | Standard Breakers (non-AFCI) | Single/double pole для 240V appliances + non-AFCI circuits | set | 1 | 1 | 1 | 130 |  | Home Depot | Square D QO standard breakers (non-AFCI only) |  | Confirmed | medium | Тільки для circuits де AFCI не required: range, WH, mini-split, dryer, bathroom GFCI ¦ Тільки для non-AFCI circuits: 240V (range/WH/HVAC) + bath GFCI + non-AFCI. AFCI breakers в r26 окремо ¦ Ціна збір: 2026-05-28
3 | Electrical R-I | Wire | Romex 12/2 (20A circuits) | 250ft / 1000ft rolls NM-B | linear ft | 500 | 600 | 700 | 0.65 |  | Home Depot | Southwire 12/2 NM-B Romex SIMpull | https://www.homedepot.com/p/Southwire-250-ft-12-2-Solid-Romex-SIMpull-CU-NM-B-W-G-Wire-28828269/202019375 | Confirmed | medium | $0.65/LF (~$163 per 250ft roll). Bay Area premium ¦ Ціна збір: 2026-05-28
4 | Electrical R-I | Wire | Romex 14/2 (15A circuits) | Lighting general NM-B | linear ft | 300 | 400 | 500 | 0.45 |  | Home Depot | Southwire 14/2 NM-B Romex |  | Confirmed | medium | $0.45/LF lighter gauge ¦ Ціна збір: 2026-05-28
5 | Electrical R-I | Wire | 240V Cable (range/WH/HVAC) | 8/3 (range) + 10/2 (WH, mini-split) | linear ft | 80 | 120 | 160 | 2.5 |  | Home Depot | Southwire 8/3 + 10/2 NM-B (240V) |  | Confirmed | medium | Range 40A, WH 30A, mini-split 30A ¦ Average $2.50/LF mixed. 8/3 для range, 10/2 для WH/HVAC ¦ Ціна збір: 2026-05-28
6 | Electrical R-I | Wire | Interior Conduit (where req'd) | EMT/PVC 1/2-3/4" | linear ft | 20 | 40 | 60 | 0.8 |  | Home Depot | Allied EMT / Cantex PVC conduit 1/2-3/4" |  | TBD | medium | Interior conduit per LF ¦ Ціна збір: 2026-05-28
7 | Electrical R-I | Devices | Electrical Boxes (mixed) | 1-gang, 2-gang, ceiling, old-work | pcs | 55 | 62 | 70 | 1.75 |  | Home Depot | Carlon plastic boxes mixed |  | Confirmed | medium | Average $1.75/box: 1g $1.50, 2g $2.50, ceiling $3, old-work $3.50, WP $12 ¦ Ціна збір: 2026-05-28
8 | Electrical R-I | Devices | Standard Outlets TR-rated | Tamper-resistant 15A/20A | pcs | 25 | 30 | 35 | 2.5 |  | Home Depot | Leviton TR-rated 15A/20A outlet |  | Confirmed | medium | CA Code 2019+ TR mandatory ¦ Tamper-resistant per CA Code 2019+ ¦ Ціна збір: 2026-05-28
9 | Electrical R-I | Devices | GFCI Outlets | Bath, kitchen, exterior | pcs | 8 | 10 | 12 | 18 |  | Home Depot | Leviton/Eaton GFCI receptacle |  | Confirmed | medium | Final GFCI strategy TBD: protection may be provided by GFCI receptacles, GFCI breakers, or dual-function breakers ¦ Per pc ¦ Ціна збір: 2026-05-28
10 | Electrical R-I | Devices | Switches / Dimmers (LED-compatible) | Single/3-way mix | pcs | 12 | 15 | 18 | 7 |  | Home Depot | Leviton switches + dimmers mix |  | Confirmed | medium | CA Title 24 LED dimming ¦ $2-4 single switch, $15-25 LED dimmer. Average $7 ¦ Ціна збір: 2026-05-28
11 | Electrical R-I | Devices | Cover Plates |  | pcs | 55 | 62 | 70 | 0.75 |  | Home Depot | Leviton plastic cover plates |  | Confirmed | medium | Average per cover ¦ Ціна збір: 2026-05-28
12 | Electrical R-I | Devices | Bathroom Fan Timer Switch |  | pcs | 1 | 1 | 1 | 30 |  | Home Depot | Leviton bathroom fan timer switch |  | TBD | medium | Single-pole ¦ Ціна збір: 2026-05-28
13 | Electrical R-I | Devices | Smoke / CO Detectors | Combo hardwired interconnected + battery backup | pcs | 2 | 3 | 4 | 43.44 |  | Home Depot | First Alert 1039339 hardwired combo | https://www.homedepot.com/p/First-Alert-Smoke-and-CO-Detector-AA-Battery-1039339/313143543 | Confirmed | medium | Final placement TBD. CA Code: hardwired interconnected ¦ Smoke+CO combo. CA Code: hardwired interconnected з battery backup ¦ Ціна збір: 2026-05-28
14 | Electrical R-I | Devices | Weatherproof Outlets | Exterior GFCI in-use cover | pcs | 1 | 2 | 2 | 22 |  | Home Depot | Leviton GFCI weatherproof + in-use cover |  | TBD | medium | Exterior ¦ Ціна збір: 2026-05-28
15 | Electrical R-I | Devices | Mini-split Disconnect (outdoor) | 60A pull-out switch | pcs | 1 | 1 | 1 | 40 |  | Home Depot | Square D 60A pull-out disconnect |  | Confirmed | medium | Mini-split outdoor disconnect ¦ Ціна збір: 2026-05-28
16 | Electrical R-I | Devices | Appliance Receptacles | Range/dryer/etc receptacles | pcs | 3 | 4 | 5 | 15 |  | Home Depot | Leviton range/dryer/WH receptacle |  | TBD | medium | TBD by appliance specs; some equipment may be hardwired (WH, mini-split) ¦ Mix 14-50R + 14-30R + 6-30R ¦ Ціна збір: 2026-05-28
17 | Electrical R-I | Lighting Fixtures | Recessed Lights LED (cans+trim) | Wafer LED 4"/6" dimmable | pcs | 10 | 12 | 14 | 20 |  | Home Depot | Halo/Lithonia LED wafer 4"/6" dimmable |  | Confirmed | medium | LED recessed, CA Title 24 compliant ¦ Ціна збір: 2026-05-28
18 | Electrical R-I | Lighting Fixtures | Ceiling Lights (surface) | Closet, utility | pcs | 2 | 3 | 4 | 40 |  | Home Depot | Generic surface-mount LED ceiling |  | TBD | medium | Closet/utility ¦ Ціна збір: 2026-05-28
19 | Electrical R-I | Lighting Fixtures | Exterior Lights | Entry + French door | pcs | 1 | 2 | 2 | 60 |  | Home Depot | Generic LED wall mount exterior |  | TBD | medium | Entry + French door ¦ Ціна збір: 2026-05-28
20 | Electrical R-I | Lighting Fixtures | Bathroom Vanity Light |  | pcs | 1 | 1 | 1 | 60 |  | Home Depot | Generic bathroom vanity LED |  | TBD | medium | Above mirror ¦ Ціна збір: 2026-05-28
21 | Electrical R-I | Lighting Fixtures | Closet Lighting | Motion sensor | pcs | 1 | 1 | 1 | 30 |  | Home Depot / IKEA | Generic LED motion sensor light |  | TBD | medium | Closet ¦ Ціна збір: 2026-05-28
22 | Electrical R-I | Panel | AFCI / Dual-Function Breakers | CA Code 2019+ для bedroom/living/kitchen/dining | pcs | 6 | 8 | 10 | 67 |  | Home Depot | Square D QO120DFC dual-function AFCI/GFCI | https://www.homedepot.com/p/Square-D-QO-20-Amp-Single-Pole-Dual-Function-CAFCI-and-GFCI-Circuit-Breaker-6-Pack-QO120DFC6/206474144 | Confirmed | high | ДОДАНО (CA Code). НЕ дублюється з standard breakers — це окремі circuits ¦ $67/each (6-pack $401.31). ДОДАНО (CA Code 2019+): bedroom/living/kitchen/dining mandatory ¦ Ціна збір: 2026-05-28
23 | Electrical R-I | Consumables | Wire Nuts (Marrettes/Wago) pack | Splices | pack | 1 | 1 | 2 | 10 |  | Home Depot | Buchanan/Ideal wire nuts pack 50ct |  | Confirmed | medium | ДОДАНО ¦ ДОДАНО ¦ Ціна збір: 2026-05-28
24 | Electrical R-I | Consumables | Electrical Tape (B/W/R phasing) | 3M Super 33 | pack | 1 | 1 | 1 | 15 |  | Home Depot | 3M Super 33 electrical tape pack 5pk |  | Confirmed | medium | ДОДАНО ¦ ДОДАНО: black/white/red phasing ¦ Ціна збір: 2026-05-28
25 | Electrical R-I | Consumables | Cable Staples / Romex Clips | Для cable runs по studs | lb | 1 | 1 | 2 | 12 |  | Home Depot | Gardner Bender Romex staples 1 lb |  | Confirmed | medium | ДОДАНО ¦ ДОДАНО ¦ Ціна збір: 2026-05-28
26 | Electrical R-I | Consumables | Romex Cable Connectors | Clamps box entry | pack | 1 | 1 | 2 | 15 |  | Home Depot | Generic Romex 3/8 connectors 25-pack |  | Confirmed | medium | ДОДАНО: 25-count packs ¦ ДОДАНО ¦ Ціна збір: 2026-05-28
27 | Electrical R-I | Consumables | Grounding Pigtails / Extra Green Wire | Extra grounds | pack | 1 | 1 | 1 | 10 |  | Home Depot | Generic #12 green ground pigtails pack |  | Confirmed | medium | ДОДАНО ¦ ДОДАНО ¦ Ціна збір: 2026-05-28
28 | Electrical R-I | Devices | Junction Boxes (ceiling splice) | Окремо від device boxes | pcs | 3 | 5 | 8 | 2 |  | Home Depot | Carlon junction boxes plastic |  | Confirmed | medium | ДОДАНО ¦ ДОДАНО: ceiling splices ¦ Ціна збір: 2026-05-28
29 | Electrical R-I | Devices | GFCI + USB Outlets | Modern code allowance bedroom/kitchen | pcs | 1 | 2 | 4 | 35 |  | Home Depot | Leviton T5832 GFCI+USB receptacle |  | TBD | medium | ДОДАНО ¦ ДОДАНО: modern code allowance ¦ Ціна збір: 2026-05-28
30 | Electrical R-I | Panel | Whole-House Surge Protector | SPD type 2 для subpanel | pcs | 0 | 1 | 1 | 100 |  | Home Depot | Eaton CHSPT2ULTRA whole-house SPD type 2 |  | TBD | medium | ДОДАНО (CA recommendation — Optional) ¦ ДОДАНО: CA recommendation ¦ Ціна збір: 2026-05-28
31 | Electrical R-I | Bonding | Bonding Jumpers + Clamps | Metal water lines (WH) | pcs | 1 | 2 | 2 | 8 |  | Home Depot | Bridgeport bonding bushing + jumper |  | Confirmed | medium | ДОДАНО ¦ ДОДАНО: metal water line bonding ¦ Ціна збір: 2026-05-28
32 | Electrical R-I | Panel | Ground Bar / Neutral Bar Kit | Часто потрібно окремо від subpanel | set | 1 | 1 | 1 | 15 |  | Home Depot | Square D ground/neutral bar kit |  | Confirmed | medium | ДОДАНО (review): may not be included з load center ¦ ДОДАНО (review): окремо від subpanel ¦ Ціна збір: 2026-05-28
33 | Electrical R-I | Panel | Panel Labels / Circuit Directory | Identification labels | set | 1 | 1 | 1 | 8 |  | Home Depot | Generic panel/circuit label set |  | Confirmed | medium | ДОДАНО (review) ¦ ДОДАНО (review) ¦ Ціна збір: 2026-05-28
34 | Electrical R-I | Lighting Fixtures | Under-cabinet LED Driver / Transformer | Якщо kitchen LED strip | pcs | 0 | 1 | 1 | 35 |  | Home Depot / IKEA | Mean Well/IKEA LED driver 60W |  | Optional | medium | ДОДАНО (review): для under-cabinet lighting (Phase 13) ¦ ДОДАНО (review): under-cabinet LED — Optional, qty mid=1 only if обрано ¦ Ціна збір: 2026-05-28
35 | Electrical R-I | Low-Voltage | Data / Coax Cable Allowance | Cat6 + RG6 для router/TV/camera | set | 0 | 1 | 1 | 40 |  | Home Depot | Generic Cat6 + RG6 cable allowance |  | Optional | medium | ДОДАНО (review): smart home allowance ¦ ДОДАНО (review): low-voltage allowance — Optional ¦ Ціна збір: 2026-05-28
36 | Electrical R-I | Fire Protection | Fire Caulk / Putty Pads for Boxes | Penetrations і fire-rated assembly | set | 1 | 1 | 2 | 40 |  | Home Depot | 3M fire caulk + STI putty pads |  | TBD | medium | ДОДАНО (review) ¦ ДОДАНО (review) ¦ Ціна збір: 2026-05-28
37 | Electrical R-I | Wire | Spare Conduit Allowance | Запас для future expansion | set | 0 | 1 | 1 | 30 |  | Home Depot | Generic spare conduit + fittings |  | Optional | medium | ДОДАНО (review): якщо trench/walls open ¦ ДОДАНО (review): future expansion — Optional ¦ Ціна збір: 2026-05-28
ПІДСУМОК ФАЗИ

## 08_HVAC_MiniSplit
Phase 7 — HVAC Mini-Split (§22)
1 outdoor + 2 indoor units, line sets, mounting
# | Phase | Категорія | Item / Material | Spec / Опис | Unit | Qty (Low) | Qty (Mid) | Qty (High) | Unit Price ($) | Total ($) | Source | SKU / Model | URL | Status | Confidence | Notes
1 | HVAC | Outdoor Unit | Mini-split Outdoor Condenser | MRCOOL DIY 5th Gen 18k 9+9 KIT (z 2 indoor + line sets + remotes) | pcs | 1 | 1 | 1 | 3150 |  | Special Order | MRCOOL DIY 5th Gen 18k BTU 9k+9k kit (25ft lines) | https://www.homedepot.com/p/MRCOOL-DIY-5th-Gen-18-000-BTU-1-5-Ton-2-Zone-23-9-SEER2-Ductless-Mini-Split-AC-and-Heat-Pump-with-9K-9K-and-25-25ft-Lines-DIYM218HPW03D06/337863265 | Confirmed | high | Special Order. Full kit. Sizing TBD per §33.9 Manual J. Lead 4-8 weeks ¦ $3,073 kit з 16ft lines + premium для 25ft = ~$3,150. Includes 2 indoor + line sets + controllers. Alt: Pioneer/Senville $2,500-2,800 ¦ Ціна збір: 2026-05-28
2 | HVAC | Indoor Units | Indoor Wall Units (2) | 9k BTU × 2 — included in kit r5 | pcs | 0 | 0 | 0 | 0 |  | Special Order | Cross-ref kit r5 — qty 0 |  | Confirmed | high | Included in main kit — do not price separately unless kit changes ¦ Included в MRCOOL DIY kit. Standalone $400/unit if separately purchased ¦ Ціна збір: 2026-05-28
3 | HVAC | Refrigerant | Line Sets (pre-charged 25 ft) | Included in kit r5 | set | 0 | 0 | 0 | 0 |  | Home Depot / specialty | Cross-ref kit r5 — qty 0 |  | Confirmed | high | Included in main kit ¦ Included в kit. Standalone $100/set if separately ¦ Ціна збір: 2026-05-28
4 | HVAC | Condensate | Condensate Drain Lines | 3/4" PVC + fittings (2 sets) | set | 2 | 2 | 2 | 30 |  | Home Depot | Generic 3/4 PVC + fittings |  | Confirmed | medium | Per set ¦ Ціна збір: 2026-05-28
5 | HVAC | Penetrations | Wall Sleeves | Прохід крізь стіну (2) | pcs | 2 | 2 | 2 | 30 |  | Home Depot | Generic 3-inch wall sleeve |  | Confirmed | medium | Per unit ¦ Ціна збір: 2026-05-28
6 | HVAC | Mounting | Wall Bracket (Optional) | Optional alternative якщо ground placement не suitable | pcs | 0 | 0 | 1 | 35 |  | Home Depot | Quick-Sling wall bracket allowance |  | Optional | medium | Baseline = concrete pad (r14). Wall bracket only якщо ground не підходить ¦ Optional alternative — baseline = concrete pad r14 ¦ Ціна збір: 2026-05-28
7 | HVAC | Trim | Line Hide / Cover Kits | Decorative exterior cover | set | 1 | 1 | 2 | 70 |  | Home Depot | Mitsubishi/Pioneer line hide kit |  | TBD | medium | Decorative cover, 7-8 ft length ¦ Ціна збір: 2026-05-28
8 | HVAC | Mounting | Mounting Hardware | Lag bolts + brackets + screws | set | 1 | 1 | 1 | 40 |  | Home Depot | Generic lag bolts + brackets pack |  | Confirmed | medium | Mounting hardware ¦ Ціна збір: 2026-05-28
9 | HVAC | Controls | Controllers / Remotes | Included in kit r5 | pcs | 0 | 0 | 0 | 0 |  | Manufacturer | Included з indoor units |  | Confirmed | high | Included з indoor units in kit ¦ Standard remote included ¦ Ціна збір: 2026-05-28
10 | HVAC | Mounting | Concrete Pad для Outdoor Unit | 36×36" precast — BASELINE mount | pcs | 1 | 1 | 1 | 35 |  | Home Depot | Diversitech precast 36x36 pad |  | Confirmed | medium | Baseline mounting. Wall bracket — Optional alternative (r10) ¦ ДОДАНО: stable base + CA seismic ¦ Ціна збір: 2026-05-28
11 | HVAC | Mounting | Vibration Isolation Pads | Rubber/cork pads під condenser | set | 1 | 1 | 1 | 20 |  | Home Depot | Diversitech rubber/cork pads |  | Confirmed | medium | Noise/vibration reduction ¦ ДОДАНО: noise/vibration ¦ Ціна збір: 2026-05-28
12 | HVAC | Condensate | Condensate Trap / Vent | Prevent air-lock в drain line | pcs | 1 | 2 | 2 | 15 |  | Home Depot | Generic 3/4 PVC condensate trap |  | Confirmed | medium | ДОДАНО ¦ Ціна збір: 2026-05-28
13 | HVAC | Condensate | Condensate Pump (Optional) | Якщо gravity drain неможливий | pcs | 0 | 0 | 1 | 100 |  | Home Depot | Aspen Mini Aqua condensate pump |  | Optional | medium | Backup allowance ¦ ДОДАНО: optional, qty 0 baseline ¦ Ціна збір: 2026-05-28
14 | HVAC | Maintenance | Replacement Filters (set) | Initial + 2-3 spare per indoor | set | 1 | 1 | 2 | 30 |  | Home Depot / Amazon | Generic mesh filters set 4-pack |  | Confirmed | medium | ДОДАНО ¦ Ціна збір: 2026-05-28
15 | HVAC | Controls | Wi-Fi Smart Adapter | Modern control (часто sold окремо) | pcs | 0 | 1 | 2 | 50 |  | Amazon | Cielo Breez Plus / generic Wi-Fi |  | Optional | medium | Smart home allowance ¦ ДОДАНО: smart home ¦ Ціна збір: 2026-05-28
16 | HVAC | Refrigerant | R-410A Refrigerant (extra) | Якщо line set >25 ft або leak | lb | 0 | 0 | 5 | 30 |  | Home Depot / specialty | R-410A per lb |  | Optional | medium | Pre-charge typically ≤25 ft. Optional only ¦ ДОДАНО: qty 0 baseline (pre-charge sufficient) ¦ Ціна збір: 2026-05-28
17 | HVAC | Refrigerant | Flare Fittings / Nuts | Refrigerant line connections — verify if included з kit | pack | 1 | 1 | 1 | 15 |  | Home Depot | Generic flare nuts/fittings pack |  | Confirmed | medium | DIY quick-connect kits часто mають flares pre-installed ¦ ДОДАНО ¦ Ціна збір: 2026-05-28
18 | HVAC | Refrigerant | Insulation Tape / Sealant | Line set joint tightness | rolls | 1 | 1 | 2 | 10 |  | Home Depot | Armaflex insulation tape |  | Confirmed | medium | ДОДАНО ¦ Ціна збір: 2026-05-28
19 | HVAC | Safety | Leak Detector / Drip Tray | Indoor unit leak protection — Optional | pcs | 0 | 1 | 2 | 20 |  | Home Depot | Generic drip pan + leak sensor |  | Optional | medium | Optional. Drip pan only if compatible з selected indoor unit/location ¦ Optional. Drip pan only if compatible з indoor unit ¦ Ціна збір: 2026-05-28
20 | HVAC | Penetrations | Penetration Sealant / Putty | Exterior wall sleeve sealing | tubes | 1 | 2 | 3 | 8 |  | Home Depot | GE Silicone II / DAP penetration sealant |  | Confirmed | medium | ДОДАНО (review): line-set/wall sleeve waterproofing ¦ ДОДАНО (review): per tube, exterior waterproofing ¦ Ціна збір: 2026-05-28
21 | HVAC | Penetrations | Wall Cap / Line-set Penetration Cover | Закрити прохід через exterior wall | pcs | 1 | 2 | 2 | 12 |  | Home Depot | Generic line-set wall cap / penetration cover |  | Confirmed | medium | ДОДАНО (review) ¦ ДОДАНО (review): per pc ¦ Ціна збір: 2026-05-28
22 | HVAC | Mounting | UV-rated Zip Ties / Line Set Clamps | Кріплення line set, condensate, line hide | pack | 1 | 1 | 2 | 15 |  | Home Depot | Generic UV-rated zip ties + line clamps pack |  | Confirmed | medium | ДОДАНО (review) ¦ ДОДАНО (review) ¦ Ціна збір: 2026-05-28
23 | HVAC | Condensate | Condensate Termination Fittings | Exterior drain end fittings + elbows | set | 1 | 1 | 2 | 15 |  | Home Depot | Generic condensate termination fittings |  | Confirmed | medium | ДОДАНО (review) ¦ ДОДАНО (review): exterior drain end ¦ Ціна збір: 2026-05-28
24 | HVAC | Cross-ref | Mini-split Electrical Whip / Disconnect | Cross-ref Phase 6 r19 — не дублювати | pcs | 0 | 0 | 0 | 0 |  | — | Cross-ref Phase 6 r19 — qty 0 |  | Confirmed | high | ДОДАНО (review): електричне з'єднання disconnect → condenser у Phase 6 ¦ ДОДАНО (review): electrical whip/disconnect у Phase 6 — не дублювати ¦ Ціна збір: 2026-05-28
ПІДСУМОК ФАЗИ

## 09_Insulation
Phase 8 — Insulation (§23)
Walls R-15/R-21, ceiling R-30, floor R-19, sound
# | Phase | Категорія | Item / Material | Spec / Опис | Unit | Qty (Low) | Qty (Mid) | Qty (High) | Unit Price ($) | Total ($) | Source | SKU / Model | URL | Status | Confidence | Notes
1 | Insulation | Walls | Exterior Wall Batt R-15 | Kraft-faced fiberglass 16" OC (2x4 cavities) | sq ft | 600 | 625 | 650 | 1 |  | Home Depot | Owens Corning R-15 Kraft-Faced 16" OC | https://www.homedepot.com/p/Owens-Corning-R-15-Kraft-Faced-Fiberglass-Insulation-Batt-16-in-x-96-in-F95/313909974 | Confirmed | high | R-15 для 2x4 walls. If 2x6 cavities — use R-21. Final R-values to be verified before purchase per CA Title 24 ¦ $1.00/sf. R-15 kraft-faced range $0.69-1.10 ¦ Ціна збір: 2026-05-28
2 | Insulation | Ceiling | Vaulted Ceiling Insulation R-30 | Unfaced fiberglass batt 16" OC | sq ft | 360 | 380 | 400 | 1.61 |  | Home Depot | Owens Corning R-30 Unfaced 16" OC | https://www.homedepot.com/p/Owens-Corning-R-30-EcoTouch-PINK-Unfaced-Fiberglass-Insulation-Batt-16-in-x-48-in-BU74/300147480 | Confirmed | high | R-30 allowance — final R-value to be verified per code assembly. Vented assembly з baffles (alternative: unvented spray foam r17) ¦ $1.61/sf. R-30 same Phase 2 pricing reference ¦ Ціна збір: 2026-05-28
3 | Insulation | Floor | Floor Insulation (cross-ref Phase 2) | Already у Phase 2 row 12 — qty 0 | sq ft | 0 | 0 | 0 | 0 |  | — | Cross-ref Phase 2 row 12 — qty 0 |  | Confirmed | high | DUPLICATE — vже в Phase 2 Raised Floor row 12 ¦ DUPLICATE — already в Phase 2 Raised Floor ¦ Ціна збір: 2026-05-28
4 | Insulation | Sound | Sound Insulation R-13 | Bedroom/bathroom walls fiberglass | sq ft | 250 | 300 | 350 | 1.1 |  | Home Depot | Owens Corning R-13 Kraft-Faced | https://www.homedepot.com/p/Owens-Corning-R-13-Kraft-Faced-Fiberglass-Insulation-Batt-16-in-x-96-in-10-Bags-C86/202746452 | Confirmed | medium | R-13 fiberglass (baseline). Premium alternative — mineral wool r15. Choose ONE not both ¦ $1.10/sf fiberglass R-13. Alt mineral wool $1.85/sf r15 ¦ Ціна збір: 2026-05-28
5 | Insulation | Air Sealing | Spray Foam | Great Stuff window/door foam | cans | 4 | 6 | 8 | 7 |  | Home Depot | Great Stuff Pro window/door foam |  | Confirmed | medium | Per can ¦ Ціна збір: 2026-05-28
6 | Insulation | Air Sealing | Fire-blocking Foam / Caulk | DAP fire-block | tubes | 4 | 6 | 8 | 10 |  | Home Depot | DAP Fire-block foam tube |  | Confirmed | medium | Per tube ¦ Ціна збір: 2026-05-28
7 | Insulation | Air Sealing | Air Sealing Tape | 3M All Weather / Tyvek | rolls | 2 | 3 | 4 | 25 |  | Home Depot | 3M All Weather flashing tape |  | Confirmed | medium | Per roll ¦ Ціна збір: 2026-05-28
8 | Insulation | Ventilation | Baffles | Rafter air vents для VENTED vaulted ceiling | pcs | 8 | 14 | 20 | 1.5 |  | Home Depot | ADO Products attic rafter vent baffle |  | TBD | medium | Mid підвищено до 14 (every rafter bay). Choose VENTED batt+baffles OR UNVENTED spray foam r17 — not both ¦ Per pc ¦ Ціна збір: 2026-05-28
9 | Insulation | Supports | Insulation Supports / Wire Supports | Hold wall+ceiling batt в place | pack | 1 | 2 | 3 | 9 |  | Home Depot | Owens Corning insulation wire supports |  | Confirmed | medium | For wall/ceiling batt ¦ ДОДАНО: per pack ¦ Ціна збір: 2026-05-28
10 | Insulation | Vapor | Vapor Barrier Poly (Optional) | Allowance — kraft-faced batt usually enough | set | 0 | 1 | 1 | 40 |  | Home Depot | Stego/generic 6-mil poly allowance |  | Optional | medium | Verify if required — kraft-facing usually serves as vapor retarder ¦ ДОДАНО: kraft-faced usually sufficient ¦ Ціна збір: 2026-05-28
11 | Insulation | Sound | Mineral Wool R-13 Alternative (Optional) | Roxul Safe'n'Sound — premium sound + fire | sq ft | 0 | 0 | 350 | 1.85 |  | Home Depot | ROCKWOOL Safe'n'Sound R-13 | https://www.homedepot.com/p/ROCKWOOL-Safe-n-Sound-3-in-x-15-1-4-in-x-47-in-Soundproofing-and-Fire-Resistant-Stone-Wool-Insulation-Batt-59-7-sq-ft-RXSS31525/202531875 | Optional | high | Premium alt для r8. Choose ONE not both ¦ $1.85/sf. Premium mineral wool alternative to r8. Choose ONE not both ¦ Ціна збір: 2026-05-28
12 | Insulation | Supports | Cap Strips / Batt Straps | Bottom plate compression | pack | 0 | 1 | 2 | 10 |  | Home Depot | Generic cap strips / batt straps pack |  | TBD | medium | ДОДАНО ¦ Ціна збір: 2026-05-28
13 | Insulation | Air Sealing | Closed-cell Spray Foam Kit (Optional) | Для UNVENTED vaulted ceiling assembly | kit | 0 | 0 | 1 | 300 |  | Home Depot / specialty | Tiger Foam closed-cell kit (Optional) |  | Optional | low | Alternative до vented batt+baffles. Choose ONE strategy ¦ ДОДАНО: closed-cell spray foam allowance ¦ Ціна збір: 2026-05-28
14 | Insulation | Air Sealing | General Air-sealing Caulk | Top/bottom plates, corners, small gaps | tubes | 3 | 4 | 6 | 5 |  | Home Depot | DAP Alex Plus general caulk |  | Confirmed | medium | ДОДАНО (review): air sealing perimeters ¦ ДОДАНО (review): top/bottom plates, corners ¦ Ціна збір: 2026-05-28
15 | Insulation | Supports | Staples / Insulation Fastening Supplies | Для kraft-faced batt stapling | set | 1 | 1 | 1 | 20 |  | Home Depot | Generic T50 staples + insulation fasteners set |  | Confirmed | medium | ДОДАНО (review): T50 staples + крепежі ¦ ДОДАНО (review): kraft-faced batt stapling ¦ Ціна збір: 2026-05-28
16 | Insulation | Safety | Protective Gear allowance | Fiberglass gloves + mask + goggles | set | 1 | 1 | 1 | 25 |  | Home Depot | Generic PPE pack (gloves + mask + goggles) |  | Confirmed | medium | ДОДАНО (review): PPE для fiberglass installation ¦ ДОДАНО (review): fiberglass safety ¦ Ціна збір: 2026-05-28
ПІДСУМОК ФАЗИ

## 10_Drywall
Phase 9 — Drywall (§24)
60-75 sheets regular + 10-15 moisture-resistant
# | Phase | Категорія | Item / Material | Spec / Опис | Unit | Qty (Low) | Qty (Mid) | Qty (High) | Unit Price ($) | Total ($) | Source | SKU / Model | URL | Status | Confidence | Notes
1 | Drywall | Board | Regular Drywall 1/2" | 4x8 sheets — walls (baseline) | sheets | 60 | 67 | 75 | 13 |  | Home Depot | USG UltraLight 1/2" 4x8 sheet | https://www.homedepot.com/p/USG-Sheetrock-Brand-1-2-in-x-4-ft-x-8-ft-UltraLight-Drywall-14113411708/202530243 | Confirmed | high | 1/2" walls + standard ceiling. PVA primer counted ТУТ — не дублювати в Paint phase ¦ $11-15/sheet. ToughRock alt cheaper ¦ Ціна збір: 2026-05-28
2 | Drywall | Board | Moisture-resistant Drywall | Greenboard 1/2" — bathroom, laundry, utility | sheets | 10 | 12 | 15 | 20 |  | Home Depot | USG Mold Tough 1/2" 4x8 greenboard | https://www.homedepot.com/p/USG-Sheetrock-Brand-1-2-in-x-4-ft-x-8-ft-UltraLight-Mold-Tough-Drywall-14302111708/203768542 | Confirmed | high | $22.98 single / $19.53 bulk 34+. Mid $20 ¦ Ціна збір: 2026-05-28
3 | Drywall | Board | Cement Board / Backer Board | HardieBacker 1/2" — shower wet zone | sheets | 3 | 4 | 5 | 20 |  | Home Depot | HardieBacker 1/2" 3x5 cement board | https://www.homedepot.com/p/James-Hardie-HardieBacker-1-2-in-x-3-ft-x-5-ft-Cement-Backerboard-220023/100170507 | Confirmed | medium | Pair з RedGard r16. Counted тут — не дублювати в Bathroom phase ¦ Range $13-25 depending on size 3x5 vs 4x8 ¦ Ціна збір: 2026-05-28
4 | Drywall | Fasteners | Drywall Screws | 1¼" coarse — підвищено Mid | lb | 8 | 10 | 14 | 7 |  | Home Depot | Generic 1¼ coarse drywall screws |  | Confirmed | medium | Mid підвищено до 10 lb (review): достатньо для 67 sheets ¦ Per lb. 5 lb box ~$35 ¦ Ціна збір: 2026-05-28
5 | Drywall | Finishing | Joint Compound (All-Purpose) | 5 gal ready-mix — підвищено Mid | buckets | 4 | 6 | 8 | 17 |  | Home Depot | USG Sheetrock All-Purpose 5 gal |  | Confirmed | medium | Mid підвищено до 6 buckets (review): для vaulted ceiling + corners ¦ Per bucket ¦ Ціна збір: 2026-05-28
6 | Drywall | Finishing | Drywall Tape (Paper) | 250 ft roll | rolls | 4 | 6 | 8 | 5 |  | Home Depot | Generic paper joint tape 250 ft |  | Confirmed | medium | Paper для joints; mesh окремо r15 ¦ Per roll ¦ Ціна збір: 2026-05-28
7 | Drywall | Finishing | Corner Bead | Metal або paper-faced | linear ft | 100 | 140 | 180 | 0.65 |  | Home Depot | Generic metal corner bead 8 ft |  | Confirmed | medium | Per LF ¦ Ціна збір: 2026-05-28
8 | Drywall | Primer | Drywall Primer (PVA) | 5 gal — counted тут, не дублювати в Paint phase | gal | 2 | 3 | 4 | 25 |  | Home Depot | Kilz PVA Sealer primer 1 gal |  | Confirmed | medium | PVA drywall primer — окремо від finish primer ¦ Per gal ¦ Ціна збір: 2026-05-28
9 | Drywall | Finishing | Texture Material | Homax knockdown spray (CA default) | cans | 3 | 4 | 6 | 30 |  | Home Depot | Homax knockdown texture spray |  | TBD | medium | §24.4. Texture method TBD: spray cans = allowance only ¦ ДОДАНО (§24.4): per can. CA default knockdown ¦ Ціна збір: 2026-05-28
10 | Drywall | Access | Access Panels 12×12 | PVC — bathroom + utility access | pcs | 1 | 2 | 3 | 22 |  | Home Depot | Generic PVC access panel 12x12 |  | Confirmed | medium | §24.4 ¦ ДОДАНО (§24.4): plumbing/electric access ¦ Ціна збір: 2026-05-28
11 | Drywall | Finishing | Drywall Mesh Tape (cement board) | Alkali-resistant fiberglass | rolls | 1 | 1 | 2 | 5 |  | Home Depot | Generic alkali-resistant mesh tape |  | Confirmed | medium | Cement board joints ¦ ДОДАНО: cement board joints ¦ Ціна збір: 2026-05-28
12 | Drywall | Waterproofing | RedGard Waterproofing Membrane | Custom Building Products — shower walls | gal | 1 | 1 | 2 | 50 |  | Home Depot | Custom Building Products RedGard 1 gal | https://www.homedepot.com/b/Flooring-Flooring-Supplies/Custom-Building-Products/Waterproofing-Membrane/N-5yc1vZcabsZ1z10jx7Z2g1 | Confirmed | medium | За cement board у shower ¦ ДОДАНО: waterproofing за cement board у shower ¦ Ціна збір: 2026-05-28
13 | Drywall | Finishing | Sanding Consumables | Sanding screens + sponges + paper | set | 1 | 1 | 1 | 20 |  | Home Depot | Generic sanding sponges + screens + paper set |  | Confirmed | medium | ДОДАНО ¦ Ціна збір: 2026-05-28
14 | Drywall | Finishing | Setting-type Compound Durabond (Optional) | 20-min set | bag | 0 | 1 | 2 | 25 |  | Home Depot | USG Durabond 90 setting-type 25 lb |  | Optional | medium | ДОДАНО: 20-min set для repair/shower ¦ Ціна збір: 2026-05-28
15 | Drywall | Adhesives | Drywall Adhesive (Optional) | PL Premium stud attachment | tubes | 0 | 6 | 10 | 10 |  | Home Depot | Loctite PL Premium 10oz drywall adhesive |  | Optional | medium | Reduce screws, optional ¦ ДОДАНО: stud attachment optional ¦ Ціна збір: 2026-05-28
16 | Drywall | Board | 5/8" Type X Drywall (Allowance/Upgrade) | Fire-rated ceiling assembly если req'd | sheets | 0 | 0 | 12 | 18 |  | Home Depot | 5/8" Type X drywall 4x8 sheet |  | Optional | medium | ДОДАНО (review): verify fire-rating ceiling requirement per §33.26. Окрема upgrade позиція ¦ ДОДАНО (review): fire-rated upgrade. Qty 0 baseline ¦ Ціна збір: 2026-05-28
17 | Drywall | Finishing | Flexible Corner Tape / No-Coat | Vaulted ceiling transitions, нестандартні кути | rolls | 1 | 1 | 2 | 10 |  | Home Depot | No-Coat flexible corner tape 100 ft |  | Confirmed | medium | ДОДАНО (review): vaulted ceiling angles ¦ ДОДАНО (review): vaulted ceiling ¦ Ціна збір: 2026-05-28
18 | Drywall | Site Protection | Plastic Sheeting / Dust Protection | Floor + adjacent rooms protection | rolls | 1 | 1 | 2 | 30 |  | Home Depot | Generic 10x100 plastic sheeting 3-mil |  | Confirmed | medium | ДОДАНО (review): mudding/sanding dust ¦ ДОДАНО (review): dust protection ¦ Ціна збір: 2026-05-28
19 | Drywall | Finishing | Control Joint / Expansion Bead (Optional) | Якщо довгі площини або transitions | linear ft | 0 | 0 | 30 | 1.5 |  | Home Depot | Trim-Tex control joint vinyl |  | Optional | medium | ДОДАНО (review): TBD per layout ¦ ДОДАНО (review): per LF, qty 0 baseline ¦ Ціна збір: 2026-05-28
20 | Drywall | Repair | Drywall Repair Patch (Optional) | Для utility access або corrections | pcs | 0 | 0 | 2 | 5 |  | Home Depot | Generic 6x6 drywall patch |  | Optional | medium | ДОДАНО (review) ¦ ДОДАНО (review): qty 0 baseline ¦ Ціна збір: 2026-05-28
ПІДСУМОК ФАЗИ

## 11_Paint
Phase 10 — Paint (§27)
Primer + walls + ceiling + trim + bathroom moisture
# | Phase | Категорія | Item / Material | Spec / Опис | Unit | Qty (Low) | Qty (Mid) | Qty (High) | Unit Price ($) | Total ($) | Source | SKU / Model | URL | Status | Confidence | Notes
1 | Paint | Wall Paint | Wall Paint | Behr Premium Plus Ultra eggshell, 2 coats | gal | 8 | 12 | 16 | 35 |  | Home Depot | Behr Premium Plus Ultra eggshell 1 gal |  | Confirmed | medium | Mid підвищено 7→12 для 2-coat standard (2,200 sf × 2 / 350 = 12.6) ¦ Range $30-45/gal. 5gal bucket cheaper per gal ¦ Ціна збір: 2026-05-28
2 | Paint | Ceiling Paint | Ceiling Paint | Flat white ceiling-specific | gal | 2 | 3 | 4 | 30 |  | Home Depot | Behr Premium Plus Ultra ceiling flat 1 gal |  | Confirmed | medium | Vaulted ~400 sf × 2 coats ¦ Flat ceiling-specific ¦ Ціна збір: 2026-05-28
3 | Paint | Specialty | Bathroom Moisture-resistant Paint | Behr Premium Mildew-resistant semi-gloss | gal | 1 | 1 | 2 | 45 |  | Home Depot | Behr Premium Mildew-resistant semi-gloss 1 gal |  | Confirmed | medium | Bathroom moisture ¦ Ціна збір: 2026-05-28
4 | Paint | Trim | Trim Paint | Behr semi-gloss acrylic | gal | 1 | 2 | 3 | 42 |  | Home Depot | Behr Premium semi-gloss acrylic 1 gal |  | Confirmed | medium | Trim/door paint ¦ Ціна збір: 2026-05-28
5 | Paint | Prep | Painter's Caulk | DAP Alex Plus latex — підвищено Mid | tubes | 6 | 8 | 12 | 5 |  | Home Depot | DAP Alex Plus painter's caulk |  | Confirmed | medium | Mid підвищено 6→8 (review): для trim/casing/baseboards ¦ Per tube ¦ Ціна збір: 2026-05-28
6 | Paint | Prep | Painter's Tape | 3M ScotchBlue 1.88" | rolls | 4 | 6 | 8 | 12 |  | Home Depot | 3M ScotchBlue painter's tape 1.88" |  | Confirmed | medium | Per roll ¦ Ціна збір: 2026-05-28
7 | Paint | Prep | Drop Cloths / Plastic | Canvas drop cloths + plastic sheeting | set | 1 | 1 | 2 | 30 |  | Home Depot | Generic canvas drop cloths + plastic set |  | Confirmed | medium | Mixed canvas + plastic sheeting ¦ Ціна збір: 2026-05-28
8 | Paint | Prep | Sandpaper / Wood Filler | Assortment + wood filler | set | 1 | 1 | 1 | 20 |  | Home Depot | Generic sandpaper + DAP wood filler set |  | Confirmed | medium | Assortment grit + filler ¦ Ціна збір: 2026-05-28
9 | Paint | Touch-up | Touch-up Supplies | Mini-rollers + small brushes + containers | set | 1 | 1 | 1 | 15 |  | Home Depot | Generic touch-up supplies kit |  | Confirmed | medium | ДОДАНО (per §27.2) ¦ ДОДАНО (per §27.2) ¦ Ціна збір: 2026-05-28
10 | Paint | Tools | Paint Rollers + Covers | 9" 3/8" nap covers 6-pack | set | 1 | 1 | 2 | 20 |  | Home Depot | Wooster 9" roller covers 6-pack 3/8 nap |  | Confirmed | medium | ДОДАНО ¦ ДОДАНО ¦ Ціна збір: 2026-05-28
11 | Paint | Tools | Paint Brushes | 2" + 2.5" + 3" angled sash mix | set | 1 | 1 | 2 | 25 |  | Home Depot | Purdy paint brushes set 2"+2.5"+3" |  | Confirmed | medium | ДОДАНО ¦ ДОДАНО ¦ Ціна збір: 2026-05-28
12 | Paint | Tools | Paint Trays + Liners | 9" tray + disposable liners 4-pack | set | 1 | 1 | 2 | 15 |  | Home Depot | 9" paint tray + 4-pack disposable liners |  | Confirmed | medium | ДОДАНО ¦ ДОДАНО ¦ Ціна збір: 2026-05-28
13 | Paint | Tools | Roller Poles / Extensions | Telescoping для 12 ft vaulted ceiling | pcs | 1 | 1 | 1 | 20 |  | Home Depot | Generic telescoping roller pole 4-8 ft |  | Confirmed | medium | ДОДАНО ¦ ДОДАНО: vaulted ceiling ¦ Ціна збір: 2026-05-28
14 | Paint | Prep | Spackling Compound | Для дрібних отворів (не joint compound) | container | 1 | 1 | 2 | 8 |  | Home Depot | DAP DryDex spackling compound 1 lb |  | Confirmed | medium | ДОДАНО ¦ ДОДАНО: малі отвори ¦ Ціна збір: 2026-05-28
15 | Paint | Primer | Finish Primer / Stain Blocker | Kilz Premium — wood trim/knots — окремо від Phase 9 PVA | gal | 0 | 1 | 2 | 25 |  | Home Depot | Kilz Premium oil-based stain blocker 1 gal |  | Confirmed | medium | ДОДАНО: різний від PVA drywall primer (Phase 9) ¦ ДОДАНО: finish primer окремо від Phase 9 PVA ¦ Ціна збір: 2026-05-28
16 | Paint | Cleanup | Cleanup Supplies | Goof Off + rags + soap. Mineral spirits ONLY if oil-based primer used (r19) | set | 1 | 1 | 1 | 15 |  | Home Depot | Mineral spirits 1 gal + Goof Off + rags |  | Confirmed | medium | ДОДАНО: cleanup combo ¦ Ціна збір: 2026-05-28
17 | Paint | Prep | Putty Knives / Scrapers | Set для wood filler/spackling application | set | 1 | 1 | 1 | 15 |  | Home Depot | Generic putty knife + scraper set |  | Confirmed | medium | ДОДАНО ¦ Ціна збір: 2026-05-28
18 | Paint | Sealant | 100% Silicone Bathroom Caulk | GE Silicone II / DAP Kwik Seal для wet joints | tubes | 2 | 2 | 3 | 7 |  | Home Depot | GE Silicone II 100% silicone caulk |  | Confirmed | medium | ДОДАНО (review): painter's caulk не замінює silicone для wet joints ¦ ДОДАНО (review): wet joints bathroom/laundry ¦ Ціна збір: 2026-05-28
19 | Paint | Prep | Masking Film / Pre-taped Plastic | Захист windows/doors/floor/cabinets | rolls | 1 | 1 | 2 | 15 |  | Home Depot | Trimaco pre-taped plastic masking film |  | Confirmed | medium | ДОДАНО (review) ¦ ДОДАНО (review): cabinet/floor protection ¦ Ціна збір: 2026-05-28
20 | Paint | Prep | Tack Cloth / Microfiber Cloths | Trim prep перед фарбуванням | pack | 1 | 1 | 1 | 10 |  | Home Depot | Generic tack cloth + microfiber cloths |  | Confirmed | medium | ДОДАНО (review) ¦ ДОДАНО (review): trim prep ¦ Ціна збір: 2026-05-28
ПІДСУМОК ФАЗИ

## 12_Flooring_Trim
Phase 11 — Flooring & Trim (§26)
LVP 350 sf + baseboards 140 LF
# | Phase | Категорія | Item / Material | Spec / Опис | Unit | Qty (Low) | Qty (Mid) | Qty (High) | Unit Price ($) | Total ($) | Source | SKU / Model | URL | Status | Confidence | Notes
1 | Flooring | Flooring | LVP / Luxury Vinyl Plank | LifeProof 22 MIL click-lock waterproof | sq ft | 315 | 350 | 380 | 3 |  | Home Depot | LifeProof 22 MIL Click-Lock Waterproof LVP | https://www.homedepot.com/p/Lifeproof-Sterling-Oak-22-MIL-x-8-7-in-W-x-48-in-L-Click-Lock-Waterproof-Luxury-Vinyl-Plank-Flooring-20-1-sqft-case-I966106LP/309083456 | Confirmed | high | Across entire ADU. Long dimension parallel to walls (21 ft) ¦ $2.98-3.50/sf. LifeProof Sterling Oak / Trail / Fresh — Home Depot exclusive (Shaw) ¦ Ціна збір: 2026-05-28
2 | Flooring | Flooring | Underlayment (Optional) | Foam 2mm з vapor barrier — ONLY if LVP без attached pad | sq ft | 0 | 0 | 380 | 0.3 |  | Home Depot | Roberts Super Felt foam underlayment |  | TBD | medium | LifeProof 22 MIL зазвичай має attached underlayment — verify product specs. Mid 0 baseline ¦ Per sf. Verify if LVP має attached underlayment first ¦ Ціна збір: 2026-05-28
3 | Flooring | Trim | Decorative Transition Strips | T-molding + reducer + end-cap для LVP | pcs | 3 | 4 | 5 | 20 |  | Home Depot | Generic LVP T-molding/reducer/end-cap |  | Confirmed | medium | Decorative (LVP transitions). Phase 2 r13 = structural (10" raise) ¦ Per piece. Average mix ¦ Ціна збір: 2026-05-28
4 | Flooring | Trim | Baseboards | 5.25" pine MDF primed | linear ft | 130 | 150 | 170 | 0.85 |  | Home Depot | Pine MDF 5.25" primed baseboard |  | Confirmed | medium | Mid 150 LF includes 10-15% waste/returns for corners ¦ Per LF ¦ Ціна збір: 2026-05-28
5 | Flooring | Trim | Quarter Round | Shoe molding 3/4" pine primed | linear ft | 0 | 100 | 160 | 0.55 |  | Home Depot | Pine 3/4" shoe molding primed |  | TBD | medium | Per LF ¦ Ціна збір: 2026-05-28
6 | Flooring | Moisture | Vapor Barrier Sheet (Optional) | 6-mil poly під LVP — якщо LVP без attached | sq ft | 0 | 0 | 380 | 0.1 |  | Home Depot | Generic 6-mil poly vapor sheet |  | Optional | medium | ДОДАНО: skip if LVP має attached vapor ¦ ДОДАНО: only if LVP без attached vapor ¦ Ціна збір: 2026-05-28
7 | Flooring | Supplies | Flooring Spacers | 1/4"-3/8" expansion gap | pack | 1 | 1 | 1 | 5 |  | Home Depot | Generic flooring spacers 1/4-3/8" pack |  | Confirmed | medium | ДОДАНО ¦ ДОДАНО ¦ Ціна збір: 2026-05-28
8 | Flooring | Supplies | LVP Installation Kit | Tapping block + pull bar + utility knife | set | 1 | 1 | 1 | 20 |  | Home Depot | Roberts LVP installation kit |  | Confirmed | medium | ДОДАНО ¦ ДОДАНО: tapping block + pull bar + utility knife ¦ Ціна збір: 2026-05-28
9 | Flooring | Sealants | Floor Caulk | Perimeter sealing | tubes | 2 | 4 | 6 | 5 |  | Home Depot | Generic floor caulk tube |  | Confirmed | medium | ДОДАНО ¦ ДОДАНО: perimeter sealing ¦ Ціна збір: 2026-05-28
10 | Flooring | Fasteners | Finish Nails (18 ga brad) | Baseboard + quarter round installation | box | 1 | 1 | 2 | 15 |  | Home Depot | Generic 18-gauge brad nails box |  | Confirmed | medium | ДОДАНО ¦ ДОДАНО ¦ Ціна збір: 2026-05-28
11 | Flooring | Adjustment | Door Undercut Allowance | Якщо doors торкаються нового flooring | allowance | 0 | 1 | 1 | 20 |  | Home Depot / service | Door undercut allowance (saw rental or service) |  | TBD | medium | ДОДАНО ¦ ДОДАНО ¦ Ціна збір: 2026-05-28
12 | Flooring | Slab Prep | Self-leveler Patch (Optional) | Final subfloor touchups | bag | 0 | 0 | 2 | 25 |  | Home Depot | Mapei Planipatch 25 lb (Optional) |  | Optional | medium | ДОДАНО: small allowance, cross-ref Phase 2 r19 ¦ ДОДАНО: small allowance. Cross-ref Phase 2 r19 ¦ Ціна збір: 2026-05-28
13 | Flooring | Trim | Bathroom Reducer / Transition Allowance | Якщо bathroom flooring відрізняється або є height diff | pcs | 0 | 1 | 2 | 25 |  | Home Depot | Generic bathroom reducer / transition |  | TBD | medium | ДОДАНО (review) ¦ ДОДАНО (review): per piece ¦ Ціна збір: 2026-05-28
14 | Flooring | Trim | Stair Nosing / Step Trim | Через raised floor 10" — step at entry/French | pcs | 0 | 1 | 2 | 40 |  | Home Depot | Generic LVP stair nosing / step nose |  | TBD | medium | ДОДАНО (review): verify step condition ¦ ДОДАНО (review): через 10" raised floor step ¦ Ціна збір: 2026-05-28
ПІДСУМОК ФАЗИ

## 13_Kitchen_Cabinets
Phase 12 — Kitchen Cabinets & Countertop (§11)
IKEA SEKTION one-wall + countertop + sink/faucet
# | Phase | Категорія | Item / Material | Spec / Опис | Unit | Qty (Low) | Qty (Mid) | Qty (High) | Unit Price ($) | Total ($) | Source | SKU / Model | URL | Status | Confidence | Notes
1 | Cabinetry | Cabinets | Base Cabinets | IKEA SEKTION carcass 24" deep | linear ft | 8 | 8.5 | 9 | 50 |  | IKEA | IKEA SEKTION base cabinet 24" deep | https://www.ikea.com/us/en/cat/base-cabinets-frame-height-23607/ | Confirmed | medium | One-wall kitchen ¦ Per LF carcass ~$50/LF (3 cabinets × $100-130 / 8.5 LF) ¦ Ціна збір: 2026-05-28
2 | Cabinetry | Cabinets | Wall Cabinets | IKEA SEKTION 15" deep | linear ft | 8 | 8.5 | 9 | 35 |  | IKEA | IKEA SEKTION wall cabinet 15" deep | https://www.ikea.com/us/en/p/sektion-wall-cabinet-white-70265469/ | Confirmed | high | Per LF ($78 SEKTION 30" wide / 2.5 LF = $31/LF). Mid $35 ¦ Ціна збір: 2026-05-28
3 | Cabinetry | Cabinets | Tall / Pantry Cabinet | SEKTION 24" wide × 80" tall | pcs | 0 | 1 | 1 | 200 |  | IKEA | IKEA SEKTION tall pantry 24"x80" |  | TBD | medium | Carcass пантри cabinet ¦ Ціна збір: 2026-05-28
4 | Cabinetry | Cabinets | Cabinet Doors | SEKTION + AXSTAD або alternative front style | set | 1 | 1 | 1 | 400 |  | IKEA | IKEA METOD/AXSTAD doors set (mix) |  | TBD | medium | US naming: SEKTION system. Front style — AXSTAD/VOXTORP/etc ¦ 6-7 doors mix sizes ¦ Ціна збір: 2026-05-28
5 | Cabinetry | Cabinets | Drawer Fronts | Mix sizes per IKEA planner | set | 1 | 1 | 1 | 240 |  | IKEA | IKEA drawer fronts set |  | TBD | medium | 6 drawers ¦ Ціна збір: 2026-05-28
6 | Cabinetry | Cabinets | Hinges | Soft-close hinges (UTRUSTA) | pack | 1 | 1 | 1 | 40 |  | IKEA | IKEA UTRUSTA soft-close hinges pack |  | TBD | medium | ¦ Ціна збір: 2026-05-28
7 | Cabinetry | Cabinets | Drawer Slides | Soft-close runners (MAXIMERA) | set | 1 | 1 | 1 | 40 |  | IKEA | IKEA MAXIMERA soft-close drawer runners set |  | TBD | medium | ¦ Ціна збір: 2026-05-28
8 | Cabinetry | Cabinets | Cabinet Legs | Adjustable leveling legs | set | 1 | 1 | 1 | 25 |  | IKEA | IKEA adjustable leveling legs set |  | TBD | medium | ¦ Ціна збір: 2026-05-28
9 | Cabinetry | Cabinets | Toe-kick | FÖRBÄTTRA toe-kick | linear ft | 8 | 9 | 10 | 4 |  | IKEA | IKEA FÖRBÄTTRA toe-kick per LF |  | TBD | medium | ¦ Ціна збір: 2026-05-28
10 | Cabinetry | Cabinets | Cover Panels | FÖRBÄTTRA cover panels | set | 1 | 1 | 1 | 80 |  | IKEA | IKEA FÖRBÄTTRA cover panels set |  | TBD | medium | ¦ Ціна збір: 2026-05-28
11 | Cabinetry | Cabinets | Filler Panels | FÖRBÄTTRA filler panels | set | 1 | 1 | 1 | 50 |  | IKEA | IKEA FÖRBÄTTRA filler panels set |  | TBD | medium | ¦ Ціна збір: 2026-05-28
12 | Cabinetry | Countertop | Countertop | KARLBY butcher block (BASELINE). Alt: EKBACKEN laminate (~$14/LF budget) | linear ft | 9 | 9.5 | 10 | 26 |  | IKEA | IKEA KARLBY butcher block 9.5 LF | https://www.ikea.com/us/en/cat/countertops-10653/ | TBD | medium | Choose ONE material — not both. Final cabinet+countertop price via IKEA Kitchen Planner ¦ Per LF. ~$250 for 9.5 LF. EKBACKEN laminate cheaper ~$14/LF ¦ Ціна збір: 2026-05-28
13 | Cabinetry | Backsplash | Backsplash Tile | Subway tile 3x6 ceramic — або mosaic | sq ft | 25 | 30 | 35 | 4 |  | Home Depot | Generic ceramic subway 3x6 white |  | TBD | medium | Per sf. $4/sf retail ¦ Ціна збір: 2026-05-28
14 | Cabinetry | Fixtures | Kitchen Sink | HILLESJÖN single bowl 25" SS drop-in | pcs | 1 | 1 | 1 | 175 |  | IKEA / Home Depot | IKEA HILLESJÖN 25" SS single bowl drop-in |  | TBD | medium | Or LANGUDDEN ¦ Ціна збір: 2026-05-28
15 | Cabinetry | Fixtures | Kitchen Faucet | IKEA ÄLMAREN pull-down single-handle | pcs | 1 | 1 | 1 | 110 |  | IKEA / Home Depot | IKEA ÄLMAREN pull-down faucet |  | TBD | medium | ¦ Ціна збір: 2026-05-28
16 | Cabinetry | Hardware | Handles / Knobs | Modern bar pulls — 6-8 pulls | set | 1 | 1 | 1 | 50 |  | IKEA | IKEA modern bar pulls set 6-8 pcs |  | TBD | medium | ¦ Ціна збір: 2026-05-28
17 | Cabinetry | Lighting | Under-cabinet Lighting | IKEA OMLOPP LED strip set. Driver — cross-ref Phase 6 r38 | set | 0 | 1 | 1 | 80 |  | IKEA / Home Depot | IKEA OMLOPP LED under-cabinet set |  | TBD | medium | LED driver counted в Phase 6 r38 ¦ Driver окремо в Phase 6 r38 ¦ Ціна збір: 2026-05-28
18 | Cabinetry | Plumbing | Kitchen Sink Plumbing Kit | Basket strainer + tailpiece + drain assembly | set | 1 | 1 | 1 | 20 |  | Home Depot | Oatey sink drain assembly + strainer kit |  | Confirmed | medium | Phase 5 = rough-in to wall. Phase 12 = finish connection under sink ¦ ДОДАНО ¦ Ціна збір: 2026-05-28
19 | Cabinetry | Plumbing | Sink Mounting Hardware | Drop-in clips або undermount brackets | set | 1 | 1 | 1 | 15 |  | Home Depot | Generic drop-in sink clips або undermount brackets |  | Confirmed | medium | ДОДАНО ¦ ДОДАНО ¦ Ціна збір: 2026-05-28
20 | Cabinetry | Backsplash | Tile Adhesive + Grout | Mastic + grout + sealant | set | 1 | 1 | 1 | 30 |  | Home Depot | Custom Building Products tile mastic + grout set |  | Confirmed | medium | ДОДАНО ¦ ДОДАНО ¦ Ціна збір: 2026-05-28
21 | Cabinetry | Backsplash | Backsplash Trim / Edge Mouldings | Bullnose або metal edges | set | 1 | 1 | 1 | 30 |  | Home Depot | Generic bullnose backsplash trim set |  | Confirmed | medium | ДОДАНО ¦ ДОДАНО ¦ Ціна збір: 2026-05-28
22 | Cabinetry | Sealants | Countertop Silicone Sealant | Kitchen-safe 100% silicone | tubes | 1 | 1 | 2 | 8 |  | Home Depot | GE Silicone II Kitchen 100% silicone |  | Confirmed | medium | ДОДАНО ¦ ДОДАНО: per tube ¦ Ціна збір: 2026-05-28
23 | Cabinetry | Cabinets | Cabinet Shelves / Organizers Allowance | Drawer inserts + extra shelves | set | 0 | 0 | 1 | 60 |  | IKEA | IKEA RATIONELL/SEKTION extras (Optional) |  | Optional | medium | ДОДАНО ¦ ДОДАНО: drawer inserts, extra shelves ¦ Ціна збір: 2026-05-28
24 | Cabinetry | Cabinets | Cabinet Feet / Risers Allowance | Custom heights | set | 0 | 0 | 1 | 30 |  | IKEA | IKEA cabinet feet/risers allowance (Optional) |  | Optional | medium | ДОДАНО ¦ ДОДАНО ¦ Ціна збір: 2026-05-28
25 | Cabinetry | Cabinets | IKEA SEKTION Suspension Rail | Required для wall+base cabinet mounting | pcs | 2 | 3 | 4 | 12 |  | IKEA | IKEA SEKTION suspension rail 39" |  | Confirmed | medium | ДОДАНО (review): без rail SEKTION не монтується ¦ ДОДАНО (review): per rail ¦ Ціна збір: 2026-05-28
26 | Cabinetry | Cabinets | Cabinet Mounting Screws / Wall Anchors | Для rail/cabinet installation in studs | set | 1 | 1 | 1 | 15 |  | Home Depot | Generic cabinet mounting screws + anchors |  | Confirmed | medium | ДОДАНО (review) ¦ ДОДАНО (review) ¦ Ціна збір: 2026-05-28
27 | Cabinetry | Countertop | Countertop End Caps / Edge Banding | Для laminate або cut edges | set | 1 | 1 | 1 | 20 |  | IKEA / Home Depot | Generic countertop end caps + edge banding |  | TBD | medium | ДОДАНО (review) ¦ ДОДАНО (review) ¦ Ціна збір: 2026-05-28
28 | Cabinetry | Cabinets | Dishwasher End Panel / Cover | Якщо dishwasher на кінці cabinet run | pcs | 0 | 1 | 1 | 50 |  | IKEA | IKEA dishwasher cover end panel |  | TBD | medium | ДОДАНО (review): cover open side ¦ ДОДАНО (review) ¦ Ціна збір: 2026-05-28
29 | Cabinetry | Cabinets | Dishwasher Mounting Hardware (anti-tip) | Якщо не included з appliance | set | 0 | 1 | 1 | 15 |  | Home Depot | Generic dishwasher anti-tip mounting |  | TBD | medium | ДОДАНО (review) ¦ ДОДАНО (review) ¦ Ціна збір: 2026-05-28
30 | Cabinetry | Backsplash | Backsplash Spacers / Float / Sponge Set | Tile install small supplies | set | 1 | 1 | 1 | 15 |  | Home Depot | Generic tile spacers + float + sponge kit |  | Confirmed | medium | ДОДАНО (review) ¦ ДОДАНО (review) ¦ Ціна збір: 2026-05-28
31 | Cabinetry | Countertop | Butcher Block Oil/Sealer | Якщо KARLBY butcher block обрано | qt | 0 | 1 | 2 | 20 |  | Home Depot | Boos butcher block oil + sealer 1 qt |  | TBD | medium | ДОДАНО (review): тільки якщо butcher block ¦ ДОДАНО (review): тільки для butcher block ¦ Ціна збір: 2026-05-28
32 | Cabinetry | Cross-ref | Dishwasher Air Gap (CA UPC) | Cross-ref Phase 5 r37 — не дублювати | set | 0 | 0 | 0 | 0 |  | — | Cross-ref Phase 5 r37 — qty 0 |  | Confirmed | high | ДОДАНО: вже у Phase 5 r37 Dishwasher Branch + Air Gap ¦ ДОДАНО: dishwasher air gap — already in Phase 5 ¦ Ціна збір: 2026-05-28
ПІДСУМОК ФАЗИ

## 14_Bathroom_Fixtures
Phase 13 — Bathroom Fixtures (§14)
Prefab shower + toilet + vanity + accessories + fan
# | Phase | Категорія | Item / Material | Spec / Опис | Unit | Qty (Low) | Qty (Mid) | Qty (High) | Unit Price ($) | Total ($) | Source | SKU / Model | URL | Status | Confidence | Notes
1 | Finish — Fixtures | Shower | Prefab Shower Base 32×40 | Acrylic/fiberglass | pcs | 1 | 1 | 1 | 275 |  | Home Depot | MAAX/Sterling prefab shower base 32×40 |  | Confirmed | medium | MAAX/Sterling style ¦ Acrylic/fiberglass base only ¦ Ціна збір: 2026-05-28
2 | Finish — Fixtures | Shower | Prefab Shower Wall System | DEPRECATED — заміняємо tile (r28-r34) | set | 0 | 0 | 0 | 0 |  | — | DEPRECATED — заміняємо tile shower |  | Confirmed | high | Removed: заміняємо на tile shower walls ¦ Removed: заміняємо на tile shower walls (r38+) ¦ Ціна збір: 2026-05-28
3 | Finish — Fixtures | Shower | Shower Drain (cross-ref Phase 5) | Cross-ref Phase 5 r33 — не дублювати | pcs | 0 | 0 | 0 | 0 |  | — | Cross-ref Phase 5 r33 |  | Confirmed | high | Drain body+strainer assembly у Phase 5 r33 ¦ Shower drain — Phase 5 ¦ Ціна збір: 2026-05-28
4 | Finish — Fixtures | Shower | Shower Valve Body (cross-ref Phase 5) | Cross-ref Phase 5 r32 — не дублювати | pcs | 0 | 0 | 0 | 0 |  | — | Cross-ref Phase 5 r32 |  | Confirmed | high | Rough-in valve body у Phase 5 r32 ¦ Shower rough-in valve body — Phase 5 ¦ Ціна збір: 2026-05-28
5 | Finish — Fixtures | Shower | Shower Trim Kit | Handle + escutcheon — finish stage | set | 1 | 1 | 1 | 80 |  | Home Depot | Delta MultiChoice trim kit |  | TBD | medium | Visible trim (different from Phase 5 valve body) ¦ Visible handle + escutcheon plate ¦ Ціна збір: 2026-05-28
6 | Finish — Fixtures | Shower | Shower Head | Fixed або handheld | pcs | 1 | 1 | 1 | 50 |  | Home Depot | Generic shower head fixed або handheld |  | TBD | medium | ¦ Ціна збір: 2026-05-28
7 | Finish — Fixtures | Shower | Waterproof Caulk / Sealant | Silicone bath | tubes | 2 | 3 | 4 | 7 |  | Home Depot | GE Silicone II 100% silicone bath caulk |  | Confirmed | medium | Per tube ¦ Ціна збір: 2026-05-28
8 | Finish — Fixtures | Toilet | Toilet | 2-piece elongated chair-height | pcs | 1 | 1 | 1 | 200 |  | Home Depot | Glacier Bay 2-piece elongated chair-height |  | Confirmed | medium | Basic toilet $150-300 ¦ Ціна збір: 2026-05-28
9 | Finish — Fixtures | Toilet | Toilet Supply Line | Flex braided | pcs | 1 | 1 | 1 | 8 |  | Home Depot | Generic braided supply line 12" |  | Confirmed | medium | ¦ Ціна збір: 2026-05-28
10 | Finish — Fixtures | Vanity | Vanity Cabinet 24" | Home Decorators / Glacier Bay | pcs | 1 | 1 | 1 | 200 |  | Home Depot / IKEA | Home Decorators Doveton 24" vanity | https://www.homedepot.com/p/Home-Decorators-Collection-Doveton-24-in-Single-Sink-Freestanding-White-Bath-Vanity-with-White-Engineered-Marble-Top-Assembled-Doveton-24W/324252515 | Confirmed | high | HD combo $349-449 includes top+sink+backsplash ¦ $299-349 combo з top+sink (split here as r14+r15) ¦ Ціна збір: 2026-05-28
11 | Finish — Fixtures | Vanity | Vanity Top / Sink | Integrated cultured marble / quartz | pcs | 1 | 1 | 1 | 150 |  | Home Depot / IKEA | Engineered marble top + integrated sink |  | Confirmed | medium | Часто sold з cabinet в combo ¦ Combined HD price з vanity ¦ Ціна збір: 2026-05-28
12 | Finish — Fixtures | Vanity | Vanity Faucet | Single-handle | pcs | 1 | 1 | 1 | 100 |  | Home Depot | Glacier Bay/Moen single-handle vanity faucet |  | Confirmed | medium | ¦ Ціна збір: 2026-05-28
13 | Finish — Fixtures | Vanity | P-trap (cross-ref Phase 5) | Cross-ref Phase 5 r14 — qty 0 | pcs | 0 | 0 | 0 | 8 |  | — | Generic 1.5" P-trap kit |  | Confirmed | medium | P-trap включений у Phase 5 r14 (4 P-traps total: shower+vanity+kitchen+washer) ¦ Bathroom small allowance ¦ Ціна збір: 2026-05-28
14 | Finish — Fixtures | Vanity | Shut-off Valves (cross-ref Phase 5) | Cross-ref Phase 5 r8 — qty 0 | pcs | 0 | 0 | 0 | 7 |  | — | Apollo PEX angle stop 1/2" |  | Confirmed | medium | Shut-offs включені у Phase 5 r8 (19 total covers all fixtures) ¦ Per valve ¦ Ціна збір: 2026-05-28
15 | Finish — Fixtures | Accessories | Mirror | Frameless або basic framed | pcs | 1 | 1 | 1 | 60 |  | Home Depot / IKEA | Generic mirror 24x30 framed |  | Confirmed | medium | ¦ Ціна збір: 2026-05-28
16 | Finish — Fixtures | Accessories | Towel Bar / Hooks | Set 24" bar + 2 hooks | set | 1 | 1 | 1 | 40 |  | Home Depot / IKEA | Generic 24" towel bar + 2 hooks set |  | Confirmed | medium | ¦ Ціна збір: 2026-05-28
17 | Finish — Fixtures | Accessories | Toilet Paper Holder |  | pcs | 1 | 1 | 1 | 20 |  | Home Depot / IKEA | Generic toilet paper holder |  | Confirmed | medium | ¦ Ціна збір: 2026-05-28
18 | Finish — Fixtures | Ventilation | Bathroom Exhaust Fan | 80 CFM з timer compatible | pcs | 1 | 1 | 1 | 100 |  | Home Depot | Broan 80 CFM exhaust fan |  | Confirmed | medium | Timer switch у Phase 6 r16 ¦ Energy Star bath fan ¦ Ціна збір: 2026-05-28
19 | Finish — Fixtures | Ventilation | Fan Duct + Wall/Roof Cap | Flex duct + exterior cap | set | 1 | 1 | 1 | 30 |  | Home Depot | Generic 4" flex duct + wall cap |  | Confirmed | medium | ¦ Ціна збір: 2026-05-28
20 | Finish — Fixtures | Shower | Shower Curtain Rod + Curtain | Budget enclosure (glass door alternative $300-800) | set | 1 | 1 | 1 | 35 |  | Home Depot / IKEA | Generic shower curtain rod + curtain |  | Confirmed | medium | ДОДАНО: budget option. Glass door — Optional upgrade ¦ ДОДАНО: budget enclosure ¦ Ціна збір: 2026-05-28
21 | Finish — Fixtures | Toilet | Toilet Wax Ring + Sealing | Mandatory install component | set | 1 | 1 | 1 | 7 |  | Home Depot | Oatey wax ring + sealing kit |  | Confirmed | medium | ДОДАНО ¦ ДОДАНО ¦ Ціна збір: 2026-05-28
22 | Finish — Fixtures | Toilet | Toilet Seat | Часто NOT included з toilet | pcs | 1 | 1 | 1 | 30 |  | Home Depot | Bemis/generic toilet seat |  | Confirmed | medium | ДОДАНО ¦ ДОДАНО: NOT included з toilet ¦ Ціна збір: 2026-05-28
23 | Finish — Fixtures | Toilet | Toilet Bolts / Caps | Small allowance | set | 1 | 1 | 1 | 5 |  | Home Depot | Generic toilet bolts + caps |  | Confirmed | medium | ДОДАНО ¦ ДОДАНО ¦ Ціна збір: 2026-05-28
24 | Finish — Fixtures | Vanity | Vanity Mount Hardware | Wall anchors якщо потрібно | set | 1 | 1 | 1 | 15 |  | Home Depot | Generic vanity wall mount anchors |  | Confirmed | medium | ДОДАНО ¦ ДОДАНО ¦ Ціна збір: 2026-05-28
25 | Finish — Fixtures | Vanity | Vanity Backsplash Allowance (Optional) | Small tile або solid | set | 0 | 0 | 1 | 50 |  | Home Depot | Vanity backsplash tile (Optional) |  | Optional | medium | ДОДАНО: usually included з vanity combo ¦ ДОДАНО ¦ Ціна збір: 2026-05-28
26 | Finish — Fixtures | Accessories | Robe Hook (Optional) | 1-2 hooks | pcs | 0 | 0 | 2 | 15 |  | Home Depot / IKEA | Generic robe hook |  | Optional | medium | ДОДАНО ¦ ДОДАНО ¦ Ціна збір: 2026-05-28
27 | Finish — Fixtures | Vanity | Vanity Pop-up Drain Assembly | Якщо faucet не включає drain | pcs | 0 | 1 | 1 | 15 |  | Home Depot | Generic vanity pop-up drain assembly |  | Confirmed | medium | ДОДАНО (review) ¦ ДОДАНО (review) ¦ Ціна збір: 2026-05-28
28 | Finish — Fixtures | Vanity | Vanity Faucet Supply Lines | Flex lines від shut-off до faucet | pcs | 2 | 2 | 2 | 5 |  | Home Depot | Generic flex faucet supply line |  | Confirmed | medium | ДОДАНО (review) ¦ ДОДАНО (review): per piece, mid 2 ¦ Ціна збір: 2026-05-28
29 | Finish — Fixtures | Shower | Shower Arm + Flange | Якщо не included з shower head | pcs | 1 | 1 | 1 | 15 |  | Home Depot | Generic shower arm + flange |  | Confirmed | medium | ДОДАНО (review) ¦ ДОДАНО (review) ¦ Ціна збір: 2026-05-28
30 | Finish — Fixtures | Ventilation | Duct Clamps + Foil HVAC Tape | Для bath fan duct connection | set | 1 | 1 | 1 | 10 |  | Home Depot | Generic duct clamps + foil HVAC tape |  | Confirmed | medium | ДОДАНО (review) ¦ ДОДАНО (review) ¦ Ціна збір: 2026-05-28
31 | Finish — Fixtures | Shower | Shower Curtain Hooks / Rings | Часто sold з curtain, allowance backup | pcs | 1 | 1 | 1 | 5 |  | Home Depot / IKEA | Generic shower curtain hooks/rings |  | Confirmed | medium | ДОДАНО (review) ¦ ДОДАНО (review) ¦ Ціна збір: 2026-05-28
32 | Finish — Fixtures | Accessories | Medicine Cabinet / Bathroom Storage (Optional) | Якщо потрібне зберігання | pcs | 0 | 0 | 1 | 80 |  | Home Depot / IKEA | Generic medicine cabinet 16x20 |  | Optional | medium | ДОДАНО (review) ¦ ДОДАНО (review) ¦ Ціна збір: 2026-05-28
33 | Finish — Fixtures | Accessories | Grab Bars (Optional) | ADA/safety allowance — blocking у Phase 3 | pcs | 0 | 0 | 2 | 30 |  | Home Depot | Moen/generic grab bar 18-24" |  | Optional | medium | ДОДАНО (review) ¦ ДОДАНО (review): blocking у Phase 3 ¦ Ціна збір: 2026-05-28
34 | Finish — Fixtures | Tile - Shower | Shower Wall Tile (ceramic subway 3×6) | 62 sf wall area: 32" front + 2×40" side × 7' tall | sq ft | 55 | 62 | 70 | 3 |  | Home Depot | Ceramic subway 3×6 white |  | Confirmed | medium | ДОДАНО: tile shower walls ¦ ДОДАНО: $3/sf retail ¦ Ціна збір: 2026-05-28
35 | Finish — Fixtures | Tile - Shower | Tile Thinset / Mastic (shower) | 50 lb bag, ~1-2 bags для 60+ sf | bag | 1 | 2 | 2 | 35 |  | Home Depot | Custom Building Products thinset 50 lb |  | Confirmed | medium | ДОДАНО ¦ ДОДАНО ¦ Ціна збір: 2026-05-28
36 | Finish — Fixtures | Tile - Shower | Sanded Grout (shower) | 25 lb bag | bag | 1 | 1 | 2 | 20 |  | Home Depot | Custom Building Products sanded grout 25 lb |  | Confirmed | medium | ДОДАНО ¦ ДОДАНО ¦ Ціна збір: 2026-05-28
37 | Finish — Fixtures | Tile - Shower | Schluter / Tile Trim Edges | Bullnose / metal trim for shower edges | set | 1 | 1 | 1 | 35 |  | Home Depot | Schluter trim / metal edges set |  | Confirmed | medium | ДОДАНО ¦ ДОДАНО ¦ Ціна збір: 2026-05-28
38 | Finish — Fixtures | Tile - Floor | Bathroom Floor Tile (porcelain 12×12) | Bathroom floor ~32 sf usable (minus vanity) | sq ft | 28 | 32 | 38 | 4 |  | Home Depot | Porcelain floor tile 12×12 |  | Confirmed | medium | ДОДАНО: bathroom floor tile (замість LVP) ¦ ДОДАНО: $4/sf ¦ Ціна збір: 2026-05-28
39 | Finish — Fixtures | Tile - Floor | Floor Thinset | 50 lb bag | bag | 1 | 1 | 1 | 35 |  | Home Depot | Floor thinset 50 lb |  | Confirmed | medium | ДОДАНО ¦ ДОДАНО ¦ Ціна збір: 2026-05-28
40 | Finish — Fixtures | Tile - Floor | Floor Grout + Spacers | Grout + spacers + sponge kit | set | 1 | 1 | 1 | 20 |  | Home Depot | Floor grout + spacers + sponge kit |  | Confirmed | medium | ДОДАНО ¦ ДОДАНО ¦ Ціна збір: 2026-05-28
41 | Finish — Fixtures | Tile - Floor | Cement Board (floor underlay) | 1/2" HardieBacker for floor 32 sf | sq ft | 28 | 32 | 38 | 0.5 |  | Home Depot | HardieBacker 1/2" cement board |  | Confirmed | medium | ДОДАНО: окремо від shower cement board (Phase 9) ¦ ДОДАНО: per sf для floor ¦ Ціна збір: 2026-05-28
42 | Finish — Fixtures | Tile - Waterproofing | Extra RedGard (floor + corners) | Additional quart для shower floor + transitions | qt | 1 | 1 | 1 | 30 |  | Home Depot | RedGard quart (floor + corners) |  | Confirmed | medium | ДОДАНО: окрема quart RedGard ¦ ДОДАНО: окремий quart ¦ Ціна збір: 2026-05-28
ПІДСУМОК ФАЗИ

## 15_Closet_System
Phase 14 — Closet System (§13)
IKEA PAX/BOAXEL для walk-in 6×5'6"
# | Phase | Категорія | Item / Material | Spec / Опис | Unit | Qty (Low) | Qty (Mid) | Qty (High) | Unit Price ($) | Total ($) | Source | SKU / Model | URL | Status | Confidence | Notes
1 | Furnishing | Storage System | IKEA BOAXEL wardrobe combination | BOAXEL 49 1/8" main wall combo | system | 1 | 1 | 1 | 262 |  | IKEA | IKEA BOAXEL 49" wardrobe combination | https://www.ikea.com/us/en/p/boaxel-wardrobe-combination-white-s19332373/ | Confirmed | high | BASELINE = BOAXEL. PAX — separate upgrade scenario (r15), не входить у поточний total ¦ BOAXEL combo includes frame+shelves+rail ¦ Ціна збір: 2026-05-28
2 | Furnishing | Storage System | Additional Hanging Rods | Extra BOAXEL clothes rails для second wall | pcs | 0 | 1 | 2 | 10 |  | IKEA | IKEA BOAXEL clothes rail 24"-31" |  | TBD | medium | Per pc ¦ Ціна збір: 2026-05-28
3 | Furnishing | Storage System | Additional Shelves | BOAXEL extra shelves для second wall | pcs | 2 | 3 | 5 | 15 |  | IKEA | IKEA BOAXEL extra shelf |  | TBD | medium | Per pc ¦ Ціна збір: 2026-05-28
4 | Furnishing | Storage System | Drawers (mesh baskets) | BOAXEL mesh basket drawers | pcs | 2 | 4 | 6 | 20 |  | IKEA | IKEA BOAXEL mesh basket drawer |  | TBD | medium | Per pc ¦ Ціна збір: 2026-05-28
5 | Furnishing | Storage System | Shoe Storage | BOAXEL shoe shelves або freestanding rack | pcs | 1 | 1 | 2 | 30 |  | IKEA | IKEA BOAXEL shoe shelf set |  | TBD | medium | ¦ Ціна збір: 2026-05-28
6 | Furnishing | Accessories | Mirror (closet) | Wall-mounted full-length | pcs | 0 | 1 | 1 | 40 |  | IKEA | IKEA wall-mounted mirror full-length |  | TBD | medium | Optional but Mid 1 ¦ Ціна збір: 2026-05-28
7 | Furnishing | Storage System | BOAXEL Wall Rails (additional) | Для second wall mounting | pcs | 1 | 2 | 3 | 20 |  | IKEA | IKEA BOAXEL wall rail (additional) |  | Confirmed | medium | ДОДАНО ¦ ДОДАНО: per rail ¦ Ціна збір: 2026-05-28
8 | Furnishing | Hardware | Mounting Hardware (Stud Screws + Anchors) | Stud-mounted screws у studs/blocking + drywall anchors де dozvoleno | set | 1 | 1 | 1 | 15 |  | Home Depot | Generic drywall anchors + screws set |  | Confirmed | medium | Stud/blocking-mounted preferred. Drywall anchors тільки де дозволяє IKEA spec ¦ ДОДАНО ¦ Ціна збір: 2026-05-28
9 | Furnishing | Accessories | Drawer Organizers / Dividers (Optional) | IKEA KOMPLEMENT inserts | set | 0 | 0 | 1 | 20 |  | IKEA | IKEA KOMPLEMENT drawer inserts (Optional) |  | Optional | medium | ДОДАНО ¦ ДОДАНО ¦ Ціна збір: 2026-05-28
10 | Furnishing | Accessories | Closet Accessories (Optional) | Valet hook, belt rack, hangers | set | 0 | 0 | 1 | 15 |  | IKEA | Closet accessories valet/belt rack (Optional) |  | Optional | medium | ДОДАНО ¦ ДОДАНО ¦ Ціна збір: 2026-05-28
11 | Furnishing | Storage System | BOAXEL Uprights / Vertical Rails | Required для full system mounting | pcs | 1 | 2 | 3 | 15 |  | IKEA | IKEA BOAXEL upright / vertical rail |  | Confirmed | medium | ДОДАНО (review): high pri — без uprights system не складається ¦ ДОДАНО (review): per upright ¦ Ціна збір: 2026-05-28
12 | Furnishing | Storage System | BOAXEL Shelf / Rod Brackets | Brackets для additional shelves/rods | pack | 1 | 1 | 2 | 5 |  | IKEA | IKEA BOAXEL shelf/rod brackets pack |  | Confirmed | medium | ДОДАНО (review) ¦ ДОДАНО (review) ¦ Ціна збір: 2026-05-28
13 | Furnishing | Storage System | Second-wall BOAXEL Add-on | Complete add-on для short wall 5'6" | system | 0 | 1 | 1 | 80 |  | IKEA | IKEA BOAXEL second-wall add-on combo |  | Confirmed | medium | ДОДАНО (review): краще ніж loose components ¦ ДОДАНО (review): для 5'6" wall ¦ Ціна збір: 2026-05-28
14 | Furnishing | Storage System | PAX Upgrade Alternative (Optional) | Premium alternative до BOAXEL | system | 0 | 0 | 1 | 350 |  | IKEA | IKEA PAX wardrobe upgrade alternative |  | Optional | medium | ДОДАНО (review): premium upgrade allowance ¦ ДОДАНО (review): premium upgrade. Qty 0 baseline ¦ Ціна збір: 2026-05-28
15 | Furnishing | Cross-ref | Closet Sliding Door (cross-ref Phase 4) | Phase 4 r8 — не дублювати | — | 0 | 0 | 0 | 0 |  | — | Cross-ref Phase 4 r8 — qty 0 |  | Confirmed | high | ДОДАНО: sliding door в Phase 4 r8 $250 ¦ ДОДАНО: closet sliding door in Phase 4 ¦ Ціна збір: 2026-05-28
16 | Furnishing | Cross-ref | Closet Motion Light (cross-ref Phase 6) | Phase 6 r25 — не дублювати | — | 0 | 0 | 0 | 0 |  | — | Cross-ref Phase 6 r25 — qty 0 |  | Confirmed | high | ДОДАНО: closet motion light Phase 6 r25 $30 ¦ ДОДАНО: closet motion light in Phase 6 ¦ Ціна збір: 2026-05-28
17 | Furnishing | Accessories | Hangers Set (Optional) | Якщо ready-to-use furnishing | set | 0 | 0 | 1 | 20 |  | IKEA | Generic plastic hangers set 50pc |  | Optional | medium | ДОДАНО (review) ¦ ДОДАНО (review) ¦ Ціна збір: 2026-05-28
ПІДСУМОК ФАЗИ

## 16_Water_Heater
Phase 15 — Water Heater & Utility (§16)
Electric tank 20-30 gal + seismic strap + utility closet
# | Phase | Категорія | Item / Material | Spec / Опис | Unit | Qty (Low) | Qty (Mid) | Qty (High) | Unit Price ($) | Total ($) | Source | SKU / Model | URL | Status | Confidence | Notes
1 | MEP — Water Heater | Water Heater | Electric Tank Water Heater | Rheem Performance 30 gal short 240V | pcs | 1 | 1 | 1 | 429 |  | Home Depot | Rheem Performance 30 Gal Short 240V | https://www.homedepot.com/p/Rheem-Performance-30-Gal-4500-Watt-Elements-Short-Electric-Water-Heater-with-6-Year-Tank-Warranty-and-240-Volt-XE30S06ST45U1/326590405 | Confirmed | high | Rheem XE30S06ST45U1 short tank. §33.7 verify sizing + verify clearance — 30 gal must fit utility closet з service access ¦ $379 promo / $429 regular. 4500W 6-yr warranty ¦ Ціна збір: 2026-05-28
2 | MEP — Water Heater | Water Heater | Water Heater Pan | 24-26" round metal/plastic | pcs | 1 | 1 | 1 | 25 |  | Home Depot | Camco 24" round WH pan |  | Confirmed | medium | Catch leak protection ¦ ¦ Ціна збір: 2026-05-28
3 | MEP — Water Heater | Water Heater | Pan Drain Line | 3/4" PVC до termination | ft | 5 | 10 | 15 | 5 |  | Home Depot | 3/4" PVC drain pipe per ft |  | Confirmed | medium | 3/4" PVC consistent. Final size by plumber/product instructions. До exterior wall or floor drain ¦ 3/4" consistent з spec ¦ Ціна збір: 2026-05-28
4 | MEP — Water Heater | Water Heater | Flex Connectors (cross-ref Phase 5) | Phase 5 r20 WH Connection Kit — не дублювати | pcs | 0 | 0 | 0 | 0 |  | — | Cross-ref Phase 5 r20 |  | Confirmed | high | Cross-ref Phase 5 r20 $50 ¦ Flex connectors у Phase 5 WH Connection Kit ¦ Ціна збір: 2026-05-28
5 | MEP — Water Heater | Water Heater | Shut-off Valves WH (cross-ref Phase 5) | Phase 5 r8 (19 total) — не дублювати | pcs | 0 | 0 | 0 | 0 |  | — | Cross-ref Phase 5 r8 |  | Confirmed | high | Cross-ref Phase 5 r8 ¦ Shut-offs у Phase 5 (19 total) ¦ Ціна збір: 2026-05-28
6 | MEP — Water Heater | Water Heater | T&P Relief Valve Discharge Pipe | Cu 3/4" rigid pipe | ft | 3 | 5 | 7 | 5 |  | Home Depot | Cu 3/4" T&P discharge pipe per ft |  | Confirmed | medium | ¦ Ціна збір: 2026-05-28
7 | MEP — Water Heater | Water Heater | Expansion Tank | If required by code | pcs | 0 | 1 | 1 | 50 |  | Home Depot | Watts thermal expansion tank |  | TBD | medium | Verify Menlo Park code ¦ If req'd by code ¦ Ціна збір: 2026-05-28
8 | MEP — Water Heater | Water Heater | Seismic Strapping Kit | CA mandatory — top + bottom straps | set | 1 | 1 | 1 | 25 |  | Home Depot | Holdrite/generic seismic strap kit |  | Confirmed | medium | California code ¦ CA mandatory ¦ Ціна збір: 2026-05-28
9 | MEP — Water Heater | Closet Construction | Access / Louvered Door (cross-ref Phase 4) | Phase 4 r11 Utility Closet Door — не дублювати | pcs | 0 | 0 | 0 | 0 |  | — | Cross-ref Phase 4 r11 |  | Confirmed | high | Cross-ref Phase 4 r11 $80 ¦ Utility closet door already у Phase 4 $80 ¦ Ціна збір: 2026-05-28
10 | MEP — Water Heater | Closet Construction | Ventilation Grille | Air circulation для closet | pcs | 1 | 1 | 1 | 20 |  | Home Depot | Generic ventilation louver grille |  | Confirmed | medium | ¦ Ціна збір: 2026-05-28
11 | MEP — Water Heater | Water Heater | Pan Drain Termination | End fitting + exterior cap | set | 1 | 1 | 1 | 15 |  | Home Depot | Generic pan drain termination + cap |  | Confirmed | medium | ДОДАНО: where pipe ends ¦ ДОДАНО ¦ Ціна збір: 2026-05-28
12 | MEP — Water Heater | Water Heater | T&P Valve Replacement (Optional) | Часто включений з WH | pcs | 0 | 0 | 1 | 25 |  | Home Depot | Watts T&P relief valve replacement |  | Optional | medium | ДОДАНО ¦ ДОДАНО: usually included з WH ¦ Ціна збір: 2026-05-28
13 | MEP — Water Heater | Water Heater | Dielectric Union Fittings | Required для steel/copper joint | pcs | 1 | 2 | 2 | 7 |  | Home Depot | Watts dielectric union 3/4" |  | Confirmed | medium | ДОДАНО ¦ ДОДАНО: per piece, qty 2 ¦ Ціна збір: 2026-05-28
14 | MEP — Water Heater | Water Heater | Seismic Strap Fasteners (lag screws) | Якщо не included з strap kit | set | 1 | 1 | 1 | 10 |  | Home Depot | Generic lag screws + fasteners set |  | Confirmed | medium | ДОДАНО (review): для CA mandatory strap ¦ ДОДАНО (review) ¦ Ціна збір: 2026-05-28
15 | MEP — Water Heater | Water Heater | T&P Discharge Termination Fitting | Approved location end fitting | set | 1 | 1 | 1 | 12 |  | Home Depot | Generic T&P discharge termination fitting |  | Confirmed | medium | ДОДАНО (review) ¦ ДОДАНО (review) ¦ Ціна збір: 2026-05-28
16 | MEP — Water Heater | Water Heater | Drain Hose / Service Cap (Optional) | Для maintenance / draining | set | 0 | 0 | 1 | 15 |  | Home Depot | Generic drain hose + service cap (Optional) |  | Optional | medium | ДОДАНО (review) ¦ ДОДАНО (review) ¦ Ціна збір: 2026-05-28
17 | MEP — Water Heater | Cross-ref | WH Electrical Whip / Hardwire (Phase 6) | Phase 6 — не дублювати | — | 0 | 0 | 0 | 0 |  | — | Cross-ref Phase 6 — qty 0 |  | Confirmed | high | ДОДАНО (review): WH typically hardwired через Phase 6 r9 240V cable + r6 30A breaker ¦ ДОДАНО (review): WH electrical у Phase 6 ¦ Ціна збір: 2026-05-28
ПІДСУМОК ФАЗИ

## 17_Appliances
Phase 16 — Appliances (§28)
5 kitchen + washer + dryer + stacking kit
# | Phase | Категорія | Item / Material | Spec / Опис | Unit | Qty (Low) | Qty (Mid) | Qty (High) | Unit Price ($) | Total ($) | Source | SKU / Model | URL | Status | Confidence | Notes
1 | Appliances | Kitchen | Refrigerator 24" compact | Frigidaire FFTR1022QS 10 cu ft або equivalent | pcs | 1 | 1 | 1 | 500 |  | Best Buy / Amazon / HD | Frigidaire FFTR1022QS 24" compact fridge |  | Confirmed | medium | 24" compact ¦ $400-650 range. 10 cu ft compact ¦ Ціна збір: 2026-05-28
2 | Appliances | Kitchen | Electric Range 24" | Frigidaire FFEH2422US або similar | pcs | 1 | 1 | 1 | 650 |  | Best Buy / Home Depot | Frigidaire FFEH2422US 24" electric range | https://www.homedepot.com/p/Frigidaire-24-in-1-9-cu-ft-4-Burner-Element-Freestanding-Electric-Range-with-Manual-Clean-in-Stainless-Steel-FFEH2422US/309052067 | Confirmed | medium | $500-800 range ¦ Ціна збір: 2026-05-28
3 | Appliances | Kitchen | Dishwasher 24" (or 18") | Bosch 100 series 24" baseline. 18" compact if kitchen tight (8.5 LF) | pcs | 1 | 1 | 1 | 600 |  | Best Buy / Home Depot | Bosch 100 series 24" compact dishwasher |  | Confirmed | medium | Verify final size — 18" alternative for tight one-wall kitchen ¦ $450-900 range. Bosch quiet ¦ Ціна збір: 2026-05-28
4 | Appliances | Kitchen | Microwave / Range Hood Combo | OTR (over-the-range) з vent fan | pcs | 1 | 1 | 1 | 300 |  | Best Buy / Amazon | GE JVM3160DFBB OTR microwave/hood |  | Confirmed | medium | Needs ductwork (r13) ¦ $200-400 range ¦ Ціна збір: 2026-05-28
5 | Appliances | Kitchen | Garbage Disposal | InSinkErator Badger 1/3 HP — Optional | pcs | 0 | 0 | 1 | 115 |  | Home Depot | InSinkErator Badger 1/3 HP disposal |  | Optional | medium | Per ТЗ §28.1 optional ¦ Qty 0 baseline — Optional per ТЗ ¦ Ціна збір: 2026-05-28
6 | Appliances | Laundry | Compact Washer 24" | Bosch 500 series WAT28402UC or equivalent | pcs | 1 | 1 | 1 | 1000 |  | Special Order | Bosch 500 WAT28402UC 24" front-load |  | Confirmed | medium | Special Order. Lead 4-6 weeks. Model availability TBD — use equivalent current model ¦ Special Order. $850-1,200 range ¦ Ціна збір: 2026-05-28
7 | Appliances | Laundry | Ventless Compact Dryer 24" | Bosch 500 series heat pump or equivalent | pcs | 1 | 1 | 1 | 1400 |  | Special Order | Bosch 500 WTG86402UC ventless heat pump |  | Confirmed | medium | Special Order. Ventless. Availability TBD — use equivalent ¦ Special Order. $1,200-1,700 range ¦ Ціна збір: 2026-05-28
8 | Appliances | Laundry | Stacking Kit | Brand-matched з washer/dryer | pcs | 1 | 1 | 1 | 90 |  | Best Buy / Amazon | Bosch stacking kit WTZ20410 |  | Confirmed | medium | Brand-matched ¦ Ціна збір: 2026-05-28
9 | Appliances | Kitchen Install | Range Hood Ductwork + Cap | 4" або 6" round duct + exterior cap | set | 1 | 1 | 1 | 50 |  | Home Depot | Generic 4" round duct + exterior cap |  | Confirmed | medium | ДОДАНО: vent microwave/hood до outside ¦ ДОДАНО: microwave/hood vent ¦ Ціна збір: 2026-05-28
10 | Appliances | Kitchen Install | Disposal Installation Kit (Optional) | Drain + flange + plug cord | set | 0 | 0 | 1 | 30 |  | Home Depot | Generic disposal install kit (Optional) |  | Optional | medium | ДОДАНО: tied до disposal r9 ¦ ДОДАНО ¦ Ціна збір: 2026-05-28
11 | Appliances | Kitchen Install | Disposal Air Switch (Optional) | Counter-mounted alternative до wall switch | pcs | 0 | 0 | 1 | 35 |  | Home Depot | Generic disposal air switch (Optional) |  | Optional | medium | ДОДАНО: CA Code alt ¦ ДОДАНО ¦ Ціна збір: 2026-05-28
12 | Appliances | Appliance Install | Range Power Cord | 14-50R baseline | pcs | 1 | 1 | 1 | 25 |  | Home Depot | Generic 14-50R range power cord 6 ft |  | Confirmed | medium | Final cord type TBD by selected range specs ¦ ДОДАНО ¦ Ціна збір: 2026-05-28
13 | Appliances | Appliance Install | Dryer Power Cord | 3 or 4-prong | pcs | 1 | 1 | 1 | 25 |  | Home Depot | Generic 4-prong dryer cord |  | Confirmed | medium | Final cord type TBD by selected dryer specs ¦ ДОДАНО ¦ Ціна збір: 2026-05-28
14 | Appliances | Kitchen Install | Dishwasher Installation Kit | Water line + power cord + drain connection | set | 1 | 1 | 1 | 25 |  | Home Depot | Generic dishwasher install kit |  | Confirmed | medium | ДОДАНО (review): often sold separately ¦ ДОДАНО (review): water line + cord + drain ¦ Ціна збір: 2026-05-28
15 | Appliances | Laundry Install | Washer Supply Hoses (pair) | Stainless braided hot+cold | set | 1 | 1 | 1 | 15 |  | Home Depot | Stainless braided washer hose pair |  | Confirmed | medium | ДОДАНО (review): часто NOT included з washer ¦ ДОДАНО (review) ¦ Ціна збір: 2026-05-28
16 | Appliances | Laundry Install | Dryer Condensate Drain Kit | Ventless dryer drain hose + clamps | set | 1 | 1 | 1 | 15 |  | Home Depot | Generic dryer condensate drain kit |  | TBD | medium | ДОДАНО (review): verify dryer model — може мати tank instead ¦ ДОДАНО (review) ¦ Ціна збір: 2026-05-28
17 | Appliances | Kitchen Install | OTR Microwave Duct Adapter + Foil Tape | Rectangular-to-round adapter + foil tape + clamps | set | 1 | 1 | 1 | 20 |  | Home Depot | Generic OTR rectangular-to-round adapter + tape |  | Confirmed | medium | ДОДАНО (review) ¦ ДОДАНО (review) ¦ Ціна збір: 2026-05-28
ПІДСУМОК ФАЗИ

## 18_Furniture_IKEA
Phase 17 — Furniture (§29)
Living + Bedroom + Dining IKEA
# | Phase | Категорія | Item / Material | Spec / Опис | Unit | Qty (Low) | Qty (Mid) | Qty (High) | Unit Price ($) | Total ($) | Source | SKU / Model | URL | Status | Confidence | Notes
1 | Furniture | Living Room | Sofa / Sleeper Sofa | FRIHETEN sleeper, Faringe light gray | pcs | 1 | 1 | 1 | 899 |  | IKEA | IKEA 405.512.31 — FRIHETEN | https://www.ikea.com/us/en/p/friheten-sleeper-sofa-faringe-light-gray-40551231/ | Confirmed | high | Living Room ¦ FRIHETEN sleeper Faringe light gray, 88⅝×41⅜. Queen bed 78×56. Alt: LYCKSELE LÖVÅS Ransta natural $499 (twin) ¦ Ціна збір: 2026-05-28
2 | Furniture | Living Room | Coffee Table | LACK 35⅜, white stained oak | pcs | 1 | 1 | 1 | 29.99 |  | IKEA | IKEA 503.190.29 — LACK | https://www.ikea.com/us/en/p/lack-coffee-table-white-stained-oak-effect-50319029/ | Confirmed | high | Living Room ¦ LACK 35⅜×21⅝, white stained oak effect ¦ Ціна збір: 2026-05-28
3 | Furniture | Living Room | TV Bench / Media Unit | BESTÅ 47¼ white stained oak | pcs | 1 | 1 | 1 | 75 |  | IKEA | IKEA 005.760.02 — BESTÅ | https://www.ikea.com/us/en/p/besta-tv-unit-white-stained-oak-effect-00576002/ | Confirmed | high | Living Room ¦ BESTÅ 47¼", white stained oak. До TV 45". Якщо TV 55" — обрати 70⅞" ¦ Ціна збір: 2026-05-28
4 | Furniture | Living Room | Storage Cabinet | KALLAX 2x2 white stained oak | pcs | 1 | 1 | 1 | 44.99 |  | IKEA | IKEA 603.245.20 — KALLAX 2x2 | https://www.ikea.com/us/en/p/kallax-shelf-unit-white-stained-oak-effect-60324520/ | Confirmed | high | Living Room ¦ KALLAX 2x2 30⅛", white stained oak ¦ Ціна збір: 2026-05-28
5 | Furniture | Living Room | Rug | LOHALS jute 5'3×7'7 | pcs | 1 | 1 | 1 | 129.99 |  | IKEA | IKEA 502.773.93 — LOHALS | https://www.ikea.com/us/en/p/lohals-rug-flatwoven-natural-50277393/ | Confirmed | high | Living Room ¦ LOHALS jute 5'3×7'7, natural ¦ Ціна збір: 2026-05-28
6 | Furniture | Living Room | Curtains + Blinds combo | RITVA pair + TRETUR roller | set | 1 | 1 | 1 | 104.98 |  | IKEA | IKEA 405.564.17 (RITVA) + 803.804.64 (TRETUR) | https://www.ikea.com/us/en/p/ritva-curtains-with-tie-backs-1-pair-white-40556417/ | Confirmed | medium | French door + window ¦ Combo: RITVA 57×84 pair $34.99 на French door + TRETUR roller 48×76¾ $69.99 на вікно ¦ Ціна збір: 2026-05-28
7 | Furniture | Living Room | Floor Lamp | VIDJA white | pcs | 1 | 1 | 1 | 69.99 |  | IKEA | IKEA 103.092.06 — VIDJA | https://www.ikea.com/us/en/p/vidja-floor-lamp-white-10309206/ | Confirmed | high | Living Room ¦ VIDJA white floor lamp ¦ Ціна збір: 2026-05-28
8 | Furniture | Bedroom | Full Bed Frame | IKEA MALM Full white з LÖNSET slatted base | pcs | 1 | 1 | 1 | 329 |  | IKEA | IKEA MALM Full з LÖNSET base | https://www.ikea.com/us/en/p/malm-bed-frame-white-loenset-s39019169/ | Confirmed | high | 54×75. LÖNSET base included ¦ $329 з slatted base included ¦ Ціна збір: 2026-05-28
9 | Furniture | Bedroom | Full Mattress | IKEA HÖVÅG/MORGEDAL Full (HAFSLO discontinued US) | pcs | 1 | 1 | 1 | 250 |  | IKEA | IKEA HÖVÅG/MORGEDAL Full mattress |  | Confirmed | medium | 54×75 ¦ HAFSLO discontinued. HÖVÅG spring $299, MORGEDAL foam $229. Mid $250 ¦ Ціна збір: 2026-05-28
10 | Furniture | Bedroom | Nightstands | IKEA MALM 2-drawer × 2 | pcs | 1 | 2 | 2 | 80 |  | IKEA | IKEA MALM 2-drawer nightstand |  | Confirmed | medium | Per pc ¦ Ціна збір: 2026-05-28
11 | Furniture | Bedroom | Dresser / Small Storage | IKEA MALM 4-drawer | pcs | 1 | 1 | 1 | 179 |  | IKEA | IKEA MALM 4-drawer dresser |  | Confirmed | medium | ¦ Ціна збір: 2026-05-28
12 | Furniture | Bedroom | Bedside Lamps | IKEA NYFORS/MELODI table lamps × 2 | pcs | 1 | 2 | 2 | 30 |  | IKEA | IKEA NYFORS/MELODI table lamp |  | Confirmed | medium | Per pc ¦ Ціна збір: 2026-05-28
13 | Furniture | Bedroom | Window Covering (bedroom) | RITVA panels (matched Living combo) | set | 1 | 1 | 1 | 35 |  | IKEA | IKEA RITVA curtain pair |  | Confirmed | medium | Same as Living combo ¦ Ціна збір: 2026-05-28
14 | Furniture | Dining | Round Dining Table | 30-35" IKEA KRAGSTA round або equivalent | pcs | 1 | 1 | 1 | 130 |  | IKEA | IKEA KRAGSTA round dining table 35" |  | Confirmed | medium | DOCKSTA 41" alt $179 ¦ Ціна збір: 2026-05-28
15 | Furniture | Dining | Dining Chairs | IKEA TEODORES × 3 mid-priced | pcs | 2 | 3 | 4 | 60 |  | IKEA | IKEA TEODORES dining chair |  | Confirmed | medium | Per chair. JANINGE alt $79 ¦ Ціна збір: 2026-05-28
16 | Furniture | Dining | Pendant Light | IKEA FOTO Optional | pcs | 0 | 1 | 1 | 50 |  | IKEA / Home Depot | IKEA FOTO pendant light (Optional) |  | Optional | medium | Qty 0 baseline ¦ Ціна збір: 2026-05-28
17 | Furniture | Bathroom Storage | Bathroom / Utility Storage | Per §29.5: cabinet + shelves + organizers — Mid 1 | set | 0 | 1 | 1 | 80 |  | IKEA | IKEA bathroom storage cabinet + shelves |  | Confirmed | medium | Per ТЗ §29.5. Mid підвищено 0→1 (review) ¦ Per §29.5. Mid підвищено 0→1 (review) ¦ Ціна збір: 2026-05-28
18 | Furniture | Soft Goods | Curtain Rods / Brackets / Rings | Hardware для всіх curtain panels | set | 1 | 1 | 2 | 25 |  | IKEA / Home Depot | IKEA RÄCKA curtain rod + brackets set |  | Confirmed | medium | ДОДАНО (review): high priority ¦ ДОДАНО (review) ¦ Ціна збір: 2026-05-28
19 | Furniture | Soft Goods | Kitchen Window Covering | RITVA panels або roller blind | set | 1 | 1 | 1 | 35 |  | IKEA | IKEA RITVA panels for kitchen window |  | Confirmed | medium | ДОДАНО (review) ¦ ДОДАНО (review) ¦ Ціна збір: 2026-05-28
20 | Furniture | Soft Goods | Bathroom Window Covering | Roller blind privacy | set | 1 | 1 | 1 | 35 |  | IKEA | IKEA TUPPLUR roller blind for bathroom |  | Confirmed | medium | ДОДАНО (review) ¦ ДОДАНО (review): privacy ¦ Ціна збір: 2026-05-28
21 | Furniture | Bedding | Mattress Protector + Basic Bedding | Protector + sheets + pillows + comforter allowance | set | 1 | 1 | 1 | 60 |  | IKEA / Amazon | Mattress protector + sheets/pillows/comforter allowance |  | Confirmed | medium | ДОДАНО (review): medium pri ¦ ДОДАНО (review) ¦ Ціна збір: 2026-05-28
22 | Furniture | Safety | Anti-tip Straps / Wall Anchors | Для MALM dresser, KALLAX, storage | set | 1 | 1 | 1 | 15 |  | IKEA / Home Depot | Generic anti-tip strap kit |  | Confirmed | medium | ДОДАНО (review) ¦ ДОДАНО (review) ¦ Ціна збір: 2026-05-28
23 | Furniture | Safety | Felt Pads / Floor Protectors | Захист LVP від furniture | pack | 1 | 1 | 1 | 10 |  | Home Depot / Amazon | Generic felt pads / floor protectors |  | Confirmed | medium | ДОДАНО (review) ¦ ДОДАНО (review) ¦ Ціна збір: 2026-05-28
24 | Furniture | Electronics | TV (Optional) | Якщо fully furnished scenario | pcs | 0 | 0 | 1 | 400 |  | Best Buy / Amazon | TV 43-55" (Optional) |  | Optional | medium | ДОДАНО (review): Optional ¦ ДОДАНО (review): qty 0 baseline ¦ Ціна збір: 2026-05-28
25 | Furniture | Furniture | Compact Desk + Chair (Optional) | Work/study area allowance | set | 0 | 0 | 1 | 150 |  | IKEA | IKEA compact desk + chair (Optional) |  | Optional | medium | ДОДАНО (review) ¦ ДОДАНО (review) ¦ Ціна збір: 2026-05-28
26 | Furniture | Closet | Hangers Set (Optional) | Closet basics | set | 0 | 0 | 1 | 20 |  | IKEA | Generic hangers set 50pc (Optional) |  | Optional | medium | ДОДАНО (review): cross-ref Phase 14 r21 also ¦ ДОДАНО (review) ¦ Ціна збір: 2026-05-28
27 | Furniture | Bathroom Storage | Bath Mat + Towels (Optional) | Bathroom textiles allowance | set | 0 | 0 | 1 | 40 |  | IKEA / Amazon | Bath mat + towels set (Optional) |  | Optional | medium | ДОДАНО (review) ¦ ДОДАНО (review) ¦ Ціна збір: 2026-05-28
ПІДСУМОК ФАЗИ

## 19_Special_Orders
Cross-reference — Special Orders (§31.5)
Special items з lead times 4-12 weeks
# | Phase | Категорія | Item / Material | Spec / Опис | Unit | Qty (Low) | Qty (Mid) | Qty (High) | Unit Price ($) | Total ($) | Source | SKU / Model | URL | Status | Confidence | Notes
1 | Special Order | Doors | Backyard French Door | Glazed, exterior | pcs | 1 | 1 | 1 |  |  | Special Order |  |  | Confirmed |  | → Лист #05. Lead time 4-8 weeks
2 | Special Order | Doors | Folding / Panel Door System 8 ft | Між bedroom і living | system | 1 | 1 | 1 |  |  | Special Order |  |  | Confirmed |  | → Лист #05. Lead 6-10 weeks
3 | Special Order | HVAC | Mini-split Outdoor Condenser | Multi-zone | pcs | 1 | 1 | 1 |  |  | Special Order |  |  | Confirmed |  | → Лист #08. Lead 4-8 weeks
4 | Special Order | HVAC | Mini-split Indoor Units (2) | Wall-mounted | pcs | 2 | 2 | 2 |  |  | Special Order |  |  | Confirmed |  | → Лист #08
5 | Special Order | Laundry | Compact Washer 24" | Stacked | pcs | 1 | 1 | 1 |  |  | Special Order |  |  | Confirmed |  | → Лист #17. Lead 4-6 weeks
6 | Special Order | Laundry | Ventless Compact Dryer 24" | Heat pump/condenser | pcs | 1 | 1 | 1 |  |  | Special Order |  |  | Confirmed |  | → Лист #17
7 | Special Order | Water Heater | Electric Tank Water Heater 20-30 gal |  | pcs | 1 | 1 | 1 |  |  | Home Depot / specialty |  |  | Confirmed |  | → Лист #16. Можна купити stock
ПІДСУМОК ФАЗИ

## 20_Verification_Items
Cross-reference — Verification Items (§33)
26 пунктів must-verify-before-ordering
# | Phase | Категорія | Item / Material | Spec / Опис | Unit | Qty (Low) | Qty (Mid) | Qty (High) | Unit Price ($) | Total ($) | Source | SKU / Model | URL | Status | Confidence | Notes
1 | Verification | Field | Exact field dimensions of garage | Total ADU footprint | — | 0 | 0 | 0 |  |  | Field measurement |  |  | TBD |  | ТЗ §33.1
2 | Verification | Field | Exact wall thicknesses | Interior + exterior | — | 0 | 0 | 0 |  |  | Field measurement |  |  | TBD |  | ТЗ §33.2
3 | Verification | Field | Exact interior wall layout |  | — | 0 | 0 | 0 |  |  | Field measurement |  |  | TBD |  | ТЗ §33.3
4 | Verification | Field | Exact bathroom size after laundry/utility |  | — | 0 | 0 | 0 |  |  | Field measurement |  |  | TBD |  | ТЗ §33.4
5 | Verification | Field | Exact location of stacked washer/dryer |  | — | 0 | 0 | 0 |  |  | Field measurement |  |  | TBD |  | ТЗ §33.5
6 | Verification | Field | Exact utility closet size & location |  | — | 0 | 0 | 0 |  |  | Field measurement |  |  | TBD |  | ТЗ §33.6
7 | Verification | Specs | Electric tank water heater size | 20 vs 30 gal | — | 0 | 0 | 0 |  |  | Specification |  |  | TBD |  | ТЗ §33.7
8 | Verification | Specs | Exact washer/dryer model | Особисто per brand | — | 0 | 0 | 0 |  |  | Specification |  |  | TBD |  | ТЗ §33.8
9 | Verification | Specs | Mini-split model + BTU sizing | HVAC load calc | — | 0 | 0 | 0 |  |  | Specification |  |  | TBD |  | ТЗ §33.9
10 | Verification | Specs | Kitchen cabinet layout from IKEA planner |  | — | 0 | 0 | 0 |  |  | IKEA Planner |  |  | TBD |  | ТЗ §33.10
11 | Verification | Specs | Exact appliance dimensions |  | — | 0 | 0 | 0 |  |  | Specification |  |  | TBD |  | ТЗ §33.11
12 | Verification | Openings | Exact window sizes | 3 вікна | — | 0 | 0 | 0 |  |  | Field + Spec |  |  | TBD |  | ТЗ §33.12
13 | Verification | Openings | Exact French door size |  | — | 0 | 0 | 0 |  |  | Field + Spec |  |  | TBD |  | ТЗ §33.13
14 | Verification | Openings | Exact main entry door size |  | — | 0 | 0 | 0 |  |  | Field + Spec |  |  | TBD |  | ТЗ §33.14
15 | Verification | Openings | Folding/panel system product + RO |  | — | 0 | 0 | 0 |  |  | Spec |  |  | TBD |  | ТЗ §33.15
16 | Verification | Openings | Closet sliding door size |  | — | 0 | 0 | 0 |  |  | Field + Spec |  |  | TBD |  | ТЗ §33.16
17 | Verification | MEP | Sewer route + slope verification | 1/4" per ft min | — | 0 | 0 | 0 |  |  | Site survey |  |  | TBD |  | ТЗ §33.17
18 | Verification | MEP | Water supply route |  | — | 0 | 0 | 0 |  |  | Site survey |  |  | TBD |  | ТЗ §33.18
19 | Verification | MEP | Electrical route | Underground or overhead | — | 0 | 0 | 0 |  |  | Site survey |  |  | TBD |  | ТЗ §33.19
20 | Verification | MEP | Existing main electrical panel capacity | Amperage | — | 0 | 0 | 0 |  |  | Electrician |  |  | TBD |  | ТЗ §33.20
21 | Verification | MEP | Required ADU subpanel amperage | 100A vs 125A | — | 0 | 0 | 0 |  |  | Electrician |  |  | TBD |  | ТЗ §33.21
22 | Verification | Floor | Floor slab leveling needed? |  | — | 0 | 0 | 0 |  |  | Field inspection |  |  | TBD |  | ТЗ §33.22
23 | Verification | Floor | Moisture mitigation over slab? | Vapor barrier sufficient? | — | 0 | 0 | 0 |  |  | Field inspection |  |  | TBD |  | ТЗ §33.23
24 | Verification | Bath | Additional waterproofing in wet zones? |  | — | 0 | 0 | 0 |  |  | Spec |  |  | TBD |  | ТЗ §33.24
25 | Verification | Framing | Structural headers for exterior openings? | Engineer review | — | 0 | 0 | 0 |  |  | Engineering |  |  | TBD |  | ТЗ §33.25
26 | Verification | Code | Menlo Park / CA code requirements | Fire, energy, vent, safety | — | 0 | 0 | 0 |  |  | Code review |  |  | TBD |  | ТЗ §33.26
ПІДСУМОК ФАЗИ